## TDSheet
Склад True System от 24.07.2014
Код товара | Номенклатура товара | Розничные | Мелкооптовые | Оптовые | Склад
1. Системы хранения данных
Дисковые RAID-массивы
116 | Adaptec DuraStor 312R Kit RAID JBOD Case 2U, 12xHDD, U160, 2x350W, incl Carriers | 250 | 250 | 250 | +
Infortrend
14525 | 9ACMUX3G-0010 HDD dongle board, 2 SAS-to-1 SATA (SATA-II) MUX conversion,active-active port 2" HDD | 20 | 20 | 20 | Заказ
10101 | Infortrend EonStor DS B12F-G2840; 12BAY, 1U, 8G Fibre-6G SAS/SATAII 2", Single Controller | 8009 | 7689 | 6920 | Заказ
10102 | Infortrend EonStor DS B12F-R2840; 12BAY, 1U, 8G Fibre-6G SAS/SATAII 2", Double Controller | 13347 | 12813 | 11532 | Заказ
10097 | Infortrend EonStor DS B12S-G2240; 12BAY, 1U, 6G SAS-6G SAS/SATAII 2", Single Controller | 6797 | 6525 | 5872 | Заказ
10098 | Infortrend EonStor DS B12S-R2240; 12BAY, 2U, 6G SAS-6G SAS/SATAII 2", Double Controller | 10922 | 10485 | 9436 | Заказ
10121 | Infortrend EonStor DS B24S-J2000-R; 24BAY, 2U, 6G SAS/SATAII 2", Dual Channel JBOD | 8967 | 8608 | 7747 | Заказ
10040 | Infortrend EonStor DS S12F-G1842; 12BAY, 2U, 8Gb Fibre-SAS/SATAII, Single Controller | 7519 | 7218 | 6497 | Заказ
10106 | Infortrend EonStor DS S12F-G2840; 12BAY, 2U, 8Gb Fibre-6G SAS/SATAII, Single Controller | 8674 | 8327 | 7495 | Заказ
10091 | Infortrend EonStor DS S12F-R1840; 12BAY, 2U, 8Gb Fibre-SAS/SATAII, Double Controller | 12828 | 12315 | 11083 | Заказ
10107 | Infortrend EonStor DS S12F-R2840; 12BAY, 2U, 8Gb Fibre-6G SAS/SATAII, Double Controller | 14284 | 13713 | 12342 | Заказ
10095 | Infortrend EonStor DS S12S-G1033; 12BAY, 2U, SAS-SAS/SATAII, Single Controller | 5704 | 5476 | 4929 | Заказ
10096 | Infortrend EonStor DS S12S-R1032; 12BAY, 2U, SAS-SAS/SATAII, Double Controller | 10315 | 9903 | 8913 | Заказ
10088 | Infortrend EonStor DS S16F-G1840; 16BAY, 3U, 8Gb Fibre-SAS/SATAII, Single Controller | 10968 | 10529 | 9476 | Заказ
10108 | Infortrend EonStor DS S16F-G2840; 16BAY, 3U, 8Gb Fibre-6G SAS/SATAII, Single Controller | 11530 | 11069 | 9962 | Заказ
10089 | Infortrend EonStor DS S16F-R1840; 16BAY, 3U, 8Gb Fibre-SAS/SATAII, Double Controller | 16555 | 15893 | 14304 | Заказ
10109 | Infortrend EonStor DS S16F-R2840; 16BAY, 3U, 8Gb Fibre-6G SAS/SATAII, Double Controller | 17370 | 16676 | 15008 | Заказ
10094 | Infortrend EonStor DS S16S-G1030; 16BAY, 3U, SAS-SAS/SATAII, Single Controller | 8373 | 8038 | 7234 | Заказ
10114 | Infortrend EonStor DS S16S-G2240; 16BAY, 3U, 6G SAS-6G SAS/SATAII, Single Controller | 9183 | 8816 | 7934 | Заказ
9794 | Infortrend EonStor DS S16S-J1000-R; 16BAY, 3U, SAS/SATAII, Dual Channel JBOD | 6483 | 6224 | 5601 | Заказ
10118 | Infortrend EonStor DS S16S-J1000-S; 16BAY, 3U, SAS/SATAII, Single Channel JBOD | 5354 | 5140 | 4626 | Заказ
10119 | Infortrend EonStor DS S16S-J2000-R; 16BAY, 3U, 6G SAS/SATAII, Dual Channel JBOD | 8138 | 7812 | 7031 | Заказ
10120 | Infortrend EonStor DS S16S-J2000-S; 16BAY, 3U, 6G SAS/SATAII, Single Channel JBOD | 6709 | 6441 | 5797 | Заказ
10090 | Infortrend EonStor DS S16S-R1030; 16BAY, 3U, SAS-SAS/SATAII, Double Controller | 12070 | 11588 | 10429 | Заказ
10115 | Infortrend EonStor DS S16S-R2240; 16BAY, 3U, 6G SAS-6G SAS/SATAII, Double Controller | 14029 | 13468 | 12121 | Заказ
10085 | Infortrend EonStor DS S24F-G1840; 24BAY, 4U, 8Gb Fibre-SAS/SATAII, Single Controller | 12687 | 12179 | 10961 | Заказ
10086 | Infortrend EonStor DS S24F-G2840; 24BAY, 4U, 8Gb Fibre-6G SAS/SATAII, Single Controller | 13928 | 13371 | 12034 | Заказ
10087 | Infortrend EonStor DS S24F-R1840; 24BAY, 4U, 8Gb Fibre-SAS/SATAII, Double Controller | 19998 | 19198 | 17278 | Заказ
10083 | Infortrend EonStor DS S24F-R2840; 24BAY, 4U, 8Gb Fibre-6G SAS/SATAII, Double Controller | 20917 | 20080 | 18072 | Заказ
10117 | Infortrend EonStor DS S24S-G2240; 24BAY, 4U, 6G SAS-6G SAS/SATAII, Single Controller | 12243 | 11753 | 10578 | Заказ
Носители информации.
Стримеры Exabyte
1004 | Exabyte VXA-1e-LVD-Kit Tape Drive, Ext, LVD/SE, 33/66 GB, 3/6 MB/sec, 1x V17 data cartr, 1xClean. | 100 | 200 | 200 | +
1006 | Exabyte VXA-1i-LVD-KitTapeDrive,Int,LVD/SE,33/66 GB,3/6 MB/sec,1x V17 data cartr,1xClean.(114.00201) | 200 | 200 | 200 | +++
1007 | Exabyte VXA-2 Packet Tape Drive ext X23 80/160 GB kit wht LVD, TapeWare Bundle(115.02.500) | 200 | 200 | 200 | +
Оборудование FC
FC Accessories
1078 | GBIC-SFP-SW Multimode SFP, shortwave, LC, 1 & 2Gb Fibre Channel & Gigabit Ethernet (1000BASE-SX) | 50 | 45 | 45 | +
1387 | JSH-42S4DB3 JDS Uniphase SFP, metall housing, ROHS compliant, 2x10, LC, 1GbE, 1, 2, 4Gbps, FC, MM | 20 | 20 | 20 | Заказ
1388 | JSM-21S3AA1 JDS Uniphase SFP, metall housing, 2x 10, LC, 1GbE,1Gbps, 2Ggbs, FC, 2.5Gbps, multimode | 20 | 20 | 20 | +++++
2090 | SFP Transceiver Optic LC (Mini GBIC) 4G | 50 | 45 | 45 | +
FC Adapters
4027 | Controller FC Qlogic QLA2460 Single Port FC HBA, Multimode Optic LC, 4G, PCI-X | 1518 | 1295 | 1071 | ++
8495 | Controller FC Qlogic QLE2440 Single Port FC HBA, Multimode Optic LC, 4G, PCI-e | 1284 | 1091 | 897 | +
4858 | Controller FC Qlogic QLE2462 Double Port FC HBA, Multimode Optic LC, 4G, PCI-e | 2325 | 2005 | 1684 | Заказ
7075 | Controller FC Qlogic QLE2560 Single Port FC HBA, Multimode Optic LC, 8G, PCI-e | 1745 | 1460 | 1174 | +++
7076 | Controller FC Qlogic QLE2562 Double Port FC HBA, Multimode Optic LC, 8G, PCI-e | 2442 | 2097 | 1751 | +
10128 | Controller FC Qlogic QLE2564 Quad Port FC HBA, Multimode Optic LC, 8G, PCI-e | 4277 | 3861 | 3444 | Заказ
FC Switch
7222 | Qlogic 8Gb Switch SB5800V-08A full fabric with (8) 8Gb + (4) 10Gb stacking ports (upto 20x8G+4x20G) | 3990 | 3831 | 3448 | Заказ
10131 | Qlogic 8Gb Switch SB5800V-08A8 full fabric w/ (8) 8Gb + (4) 10Gb stack ports (upto 20x8G+4x20G),SFP | 4994 | 4794 | 4315 | Заказ
10132 | Qlogic 8Gb Switch SB5802V-08A-E full fabric w/ (8) 8Gb + (4) 10Gb stacking ports (upto 20x8G+4x20G) | 6830 | 6425 | 6071 | Заказ
10133 | Qlogic 8Gb Switch SB5802V-08A8-E full fabric w/ (8) 8Gb + (4) 10Gb stacking ports (upto 20x8G+4x20G) | 7974 | 7502 | 7088 | Заказ
10134 | Qlogic 8Gb Switch SB5802V-20A8-E full fabric w/ 20 8Gb + 4 10Gb stacking ports, 2xPSU, 20xSFP | 12688 | 12180 | 10962 | Заказ
10129 | Qlogic Options LK-5800-4PORT (4) port upgrade software license key for SANbox 5800V switch | 829 | 796 | 717 | Заказ
10130 | Qlogic Options LK-5800-4PORT8 (4)port upgrade software license key for SANbox 5800V switch,+8xSFP 8G | 1285 | 1234 | 1111 | Заказ
7229 | Qlogic SANbox Options SB-RACKKIT Rackmount Kit for SANbox 5xxx | 244 | 234 | 211 | Заказ
Кабели FC
2632 | Кабель FC Adaptec ACK-CU-HSSDC-DB9-2G-3M is a 2GB Fibre Channel copper cable, HSSDC/DB9 | 15 | 15 | 15 | +++++
2633 | Кабель FC Adaptec ACK-CU-HSSDC-DB9-2G-9M is a 2GB Fibre Channel copper cable, HSSDC/DB9 | 10 | 15 | 15 | +++++
2634 | Кабель FC Adaptec ACK-Cu-HSSDC-HSSDC-2G-3M is a 2Gb Fibre Channel copper cable, HSSDC/HSSDC | 2 | 15 | 15 | Заказ
2635 | Кабель FC Adaptec ACK-Cu-HSSDC-HSSDC-2G-9M is a 2Gb Fibre Channel copper cable, HSSDC/HSSDC | 15 | 15 | 15 | +++++
5888 | Кабель FC FC Optic Shortwave 50mkm 15m LC-LC | 70 | 65 | 60 | Заказ
2637 | Кабель FC FC Optic Shortwave 50mkm 2m LC-LC | 38 | 36 | 34 | Заказ
10387 | Кабель FC FC Optic Shortwave 50mkm 3m LC-LC | 40 | 38 | 36 | Заказ
2638 | Кабель FC FC Optic Shortwave 50mkm 5m LC-LC | 46 | 43 | 40 | Заказ
7085 | Кабель FC FC Optic Shortwave 50mkm 5m LC-ST duplex | 50 | 48 | 45 | ++
2639 | Кабель FC HSSDC-GBIC SFP/3M-2G 2GB Fibre Channel copper cable, HSSDC/SFP MiniGBIC | 250 | 240 | 235 | Заказ
Оборудование IB
IB Adapters
15182 | Mellanox IB Adapter MCX353A-FCBT ConnectX®-3 VPI adapter card, single-port QSFP, FDR IB (56Gb/s) and | 1292 | 1213 | 1133 | +
15183 | Mellanox IB Adapter MCX354A-FCBT ConnectX®-3 VPI adapter card, dual-port QSFP, FDR IB (56Gb/s) and 4 | 1880 | 1780 | 1680 | Заказ
7129 | Mellanox IB Adapters MHEA28-1TC InfiniHost III Ex, Dual Port 4X InfiniBand / PCI-Express x8 | 878 | 843 | 759 | Заказ
7164 | Mellanox IB Adapters MHEA28-2TC InfiniHost III Ex, Dual Port 4X InfiniBand / PCI-Express x8, Low Pro | 979 | 945 | 910 | Заказ
7166 | Mellanox IB Adapters MHEA28-2TC InfiniHost III Ex, Dual Port 4X InfiniBand / PCI-Express x8, Low Pro | 979 | 945 | 910 | Заказ
7167 | Mellanox IB Adapters MHEA28-XTC InfiniHost III Ex, Dual Port 4X InfiniBand / PCI-Express x8, Low Pro | 797 | 765 | 688 | Заказ
7172 | Mellanox IB Adapters MHEH28-XTC ConnectX™ IB HCA Card, Dual Port 10Gb/s InfiniBand, PCIe 2.0 x8 2.5G | 830 | 815 | 800 | Заказ
7171 | Mellanox IB Adapters MHES14-XTC InfiniHost III Lx, Single Port 4X InfiniBand / PCI-Express x4, Low P | 230 | 221 | 199 | Заказ
7169 | Mellanox IB Adapters MHES18-XTC InfiniHost III Lx, Single Port 4X InfiniBand / PCI-Express x8, Low P | 554 | 532 | 479 | Заказ
7160 | Mellanox IB Adapters MHET2X-1TC InfiniHost, Dual Port, 4X InfiniBand / PCI-X | 894 | 841 | 794 | Заказ
7161 | Mellanox IB Adapters MHET2X-2TC InfiniHost, Dual Port, 4X InfiniBand / PCI-X | 979 | 945 | 910 | Заказ
7163 | Mellanox IB Adapters MHGA28-1TC InfiniHost III Ex, Dual Port 4X InfiniBand Double Data Rate / PCI-Ex | 1142 | 1096 | 987 | Заказ
7168 | Mellanox IB Adapters MHGA28-XTC InfiniHost III Ex, Dual Port 4X InfiniBand Double Data Rate / PCI-Ex | 1035 | 994 | 895 | Заказ
7174 | Mellanox IB Adapters MHGH18-XTC ConnectX™ IB HCA Card, Single Port 20Gb/s InfiniBand, PCIe 2.0 x8 2. | 717 | 688 | 619 | Заказ
7234 | Mellanox IB Adapters MHGH19-XTC ConnectX™ IB HCA Card, Single Port 20Gb/s InfiniBand, wth PCIe Gen2, | 717 | 688 | 619 | Заказ
7173 | Mellanox IB Adapters MHGH28-XTC ConnectX™ IB HCA card, dual-port, 20Gb/s, PCIe x8, mem-free, tall br | 1099 | 1055 | 950 | Заказ
7233 | Mellanox IB Adapters MHGH29-XTC ConnectX™ IB HCA Card, Dual Port 20Gb/s InfiniBand, wth PCIe Gen2, P | 1123 | 1078 | 970 | Заказ
7170 | Mellanox IB Adapters MHGS18-XTC InfiniHost III Lx, Single Port 4X InfiniBand Double Data Rate/ PCI-E | 718 | 689 | 620 | Заказ
7236 | Mellanox IB Adapters MHJH19-XTC ConnectX™ IB HCA Card, Single Port 40Gb/s InfiniBand, PCIe 2.0 x8 5. | 1133 | 1112 | 1091 | Заказ
7235 | Mellanox IB Adapters MHJH29-XTC ConnectX™ IB HCA Card, Dual Port 40Gb/s InfiniBand, PCIe 2.0 x8 5.0 | 1511 | 1483 | 1455 | Заказ
7240 | Mellanox IB Adapters MHQH19-XTC ConnectX™ IB HCA card, Single-Port, 40Gb/s InfiniBand, QSFP, PCIe2.0 | 860 | 826 | 744 | Заказ
7239 | Mellanox IB Adapters MHQH29-XTC ConnectX™ IB HCA card, Dual-Port, 40Gb/s InfiniBand, QSFP, PCIe2.0 x | 1347 | 1293 | 1164 | Заказ
7238 | Mellanox IB Adapters MHRH19-XTC ConnectX™ IB HCA card, Single-Port, 20Gb/s InfiniBand, QSFP, PCIe2.0 | 747 | 717 | 645 | Заказ
7237 | Mellanox IB Adapters MHRH29-XTC ConnectX™ IB HCA card, Single-Port, 20Gb/s InfiniBand, QSFP, PCIe2.0 | 1172 | 1125 | 1012 | Заказ
7162 | QLogic 10-G IB Adapters QLE7140-CK Single Port 10 GBs InfiniBand to x8 PCI Express Adapter (Single P | 559 | 537 | 483 | Заказ
7734 | QLogic 20-G IB Adapters QLE7240-CK Single Port 20 GBs InfiniBand to x8 PCI Express Adapter (Single P | 687 | 659 | 593 | Заказ
10230 | QLogic 20-G IB Adapters QLE7280-CK Single Port 20 GBs InfiniBand to x8 PCI Express Adapter (Single P | 757 | 726 | 654 | Заказ
10231 | QLogic 40-G IB Adapters QLE7340-CK Single Port 40 GBs InfiniBand to x8 PCI Express Adapter (Single P | 858 | 824 | 741 | Заказ
10232 | QLogic 40-G IB Adapters QLE7342-CK Dual Port 40 GBs InfiniBand to x8 PCI Express Adapter (Single P | 1287 | 1235 | 1112 | Заказ
IB Cable
15187 | Кабель Mellanox MC2207128-003 FDR InfiniBand QSFP passive copper cable, 3m | 189 | 174 | 159 | Заказ
8449 | Кабель Mellanox MCC4N26C-001 4x QSFP to microGiGaCN latch, 26 AWG, 1m SDR, DDR, QDR, 10GigE | 120 | 115 | 109 | Заказ
8450 | Кабель Mellanox MCC4N26C-002 4x QSFP to microGiGaCN latch, 26 AWG, 2m SDR, DDR, QDR, 10GigE | 140 | 134 | 127 | Заказ
8451 | Кабель Mellanox MCC4N26C-003 4x QSFP to microGiGaCN latch, 26 AWG, 3m SDR, DDR, QDR, 10GigE | 160 | 153 | 145 | Заказ
8443 | Кабель Mellanox MCC4Q26C-002 4x QSFP latch, 30 AWG, 2 meter Copper Cables, Passive with QSFP | 92 | 88 | 84 | Заказ
8444 | Кабель Mellanox MCC4Q26C-003 4x QSFP latch, 30 AWG, 3 meter Copper Cables, Passive with QSFP | 106 | 101 | 97 | Заказ
8445 | Кабель Mellanox MCC4Q26C-004 4x QSFP latch, 30 AWG, 4 meter Copper Cables, Passive with QSFP | 120 | 115 | 109 | Заказ
8442 | Кабель Mellanox MCC4Q30C-001 4x QSFP latch, 30 AWG, 1 meter Copper Cables, Passive with QSFP | 82 | 78 | 75 | Заказ
8441 | Кабель Mellanox MCC4Q30C-00A 4x QSFP latch, 30 AWG, 0.5 meter Copper Cables, Passive with QSFP | 72 | 69 | 67 | +++++
8452 | Кабель Mellanox MCD4N26C-005 4x QSFP to microGiGaCN latch, 26 AWG, 5m SDR, DDR, QDR, 10GigE | 207 | 198 | 188 | Заказ
8446 | Кабель Mellanox MCD4Q26C-005 4x QSFP latch, 30 AWG, 5 meter Copper Cables, Passive with QSFP | 138 | 132 | 127 | Заказ
8447 | Кабель Mellanox MCD4Q26C-006 4x QSFP latch, 30 AWG, 6 meter Copper Cables, Passive with QSFP | 185 | 177 | 170 | Заказ
8448 | Кабель Mellanox MCD4Q26C-007 4x QSFP latch, 30 AWG, 7 meter Copper Cables, Passive with QSFP | 197 | 189 | 180 | Заказ
IB Switch
8437 | Mellanox FabricIT-EFM-0072 Enterprise Fabric Manager for fabrics up to 72 nodes | 2435 | 2338 | 2104 | Заказ
8438 | Mellanox FabricIT-EFM-0108 Enterprise Fabric Manager for fabrics up to 108 nodes | 3653 | 3507 | 3156 | Заказ
8439 | Mellanox FabricIT-EFM-0144 Enterprise Fabric Manager for fabrics up to 144 nodes | 4870 | 4676 | 4208 | Заказ
8440 | Mellanox FabricIT-EFM-0216 Enterprise Fabric Manager for fabrics up to 216 nodes | 7305 | 7013 | 6312 | Заказ
8430 | Mellanox InfiniScale IV MIS5025D-1BFC DDR InfiniBand Switch, 36 QSFP ports, 1 ps, Unmanaged | 10492 | 9613 | 8735 | Заказ
8431 | Mellanox InfiniScale IV MIS5025Q-1BFC QDR InfiniBand Switch, 36 QSFP ports, 1 ps, Unmanaged | 9917 | 9520 | 8568 | Заказ
8432 | Mellanox InfiniScale IV MIS5030D-1BFC DDR InfiniBand Switch, 36 QSFP ports, 1 ps, Chassis Manager | 11016 | 10094 | 9171 | Заказ
8433 | Mellanox InfiniScale IV MIS5030Q-1BFC QDR InfiniBand Switch, 36 QSFP ports, 1 ps, Chassis Manager | 13771 | 12618 | 11465 | Заказ
8434 | Mellanox InfiniScale IV MIS5035D-1BFC DDR InfiniBand Switch, 36 QSFP ports, 1 ps, supp FabricIT EFM | 16430 | 15054 | 13679 | Заказ
8435 | Mellanox InfiniScale IV MIS5035Q-1BFC QDR InfiniBand Switch, 36 QSFP ports, 1 ps, supp FabricIT EFM | 20293 | 18594 | 16894 | Заказ
7255 | Mellanox InfiniScale IV MTP000018 450W power supply for MTS3600 Series Standalone Switch | 1035 | 994 | 895 | Заказ
8429 | Mellanox InfiniScale IV MTS3600Q-1BNC InfiniScale IV QDR InfiniBand Switch, 36 QSFP ports, 1 | 10412 | 9995 | 8996 | Заказ
7243 | Mellanox InfiniScale IV MTS3600Q-1UNC InfiniScale IV QDR InfiniBand Switch, 36 QSFP ports, 1 | 9917 | 9520 | 8568 | Заказ
7244 | Mellanox InfiniScale IV MTS3600Q-2UNC InfiniScale IV QDR InfiniBand Switch, 36 QSFP ports, 2 | 12131 | 11909 | 11687 | Заказ
8428 | Mellanox InfiniScale IV MTS3600R-1BNC InfiniScale IV DDR InfiniBand Switch , 36 QSFP ports, 1 | 11016 | 10094 | 9171 | Заказ
7241 | Mellanox InfiniScale IV MTS3600R-1UNC InfiniScale IV DDR InfiniBand Switch , 36 QSFP ports, 1 | 8372 | 8037 | 7233 | Заказ
7242 | Mellanox InfiniScale IV MTS3600R-2UNC InfiniScale IV DDR InfiniBand Switch , 36 QSFP ports, 2 | 9856 | 9676 | 9496 | Заказ
8436 | Mellanox InfiniScale MIS000079 Short rack rails (390 to 550mm) for IS503X series of switches | 154 | 145 | 137 | Заказ
15205 | Mellanox MSX6036F-1SFR SwitchX™ based FDR InfiniBand Switch, 36 QSFP ports, 1 Power Supply, Standard | 18100 | 17200 | 15900 | Заказ
Оборудование iSCSI
10285 | Controller FCoE Qlogic QLE8240-CU 10Gb Single Port FCoE & iSCSI CNA, x8 PCIe, no transceivers instal | 1363 | 1176 | 989 | Заказ
10287 | Controller FCoE Qlogic QLE8240-SR 10Gb Single Port FCoE & iSCSI CNA, x8 PCIe, LC multi-mode optic | 2092 | 1806 | 1520 | Заказ
10286 | Controller FCoE Qlogic QLE8242-CU 10Gb Dual Port FCoE & iSCSI CNA, x8 PCIe, no transceivers instal | 1645 | 1423 | 1200 | Заказ
10288 | Controller FCoE Qlogic QLE8242-SR 10Gb Dual Port FCoE & iSCSI CNA, x8 PCIe, LC multi-mode optic | 2538 | 2188 | 1838 | Заказ
4893 | Host Controller iSCSI Qlogic QLA4050C-CK 1Gb iSCSI, Single Port, PCI, RJ-45 | 1274 | 1100 | 925 | Заказ
4894 | Host Controller iSCSI Qlogic QLA4052C-CK 1Gb iSCSI, Dual Port, PCI, RJ-45 | 1839 | 1588 | 1336 | Заказ
6849 | Host Controller iSCSI Qlogic QLE4060C-CK 1Gb, Single Copper, PCI-E x4, RJ-45 | 1352 | 1167 | 982 | Заказ
14730 | Host Controller iSCSI Qlogic QLE4062C-CK 1Gb iSCSI, Dual Port, PCI-E x8 | 1936 | 1671 | 1406 | Заказ
2. Комплектующие
Графические карты. Видеоадаптеры.
GPU TESLA
42194 | AOC-GPU-NVM2050 | 2027 | 1958 | 1940 | Заказ
PCI-Express
9313 | SVGA PCI-E ASUS EN210SILENT/DI/512MD2(LP) 512Mb GeForce GT210 DDR2 DVI HDMI RTL | 52 | 52 | 52 | Заказ
9243 | SVGA PCI-E Gigabyte GV-N240D3-1GI GeForce GT240 1024Mb DDR3 (128bit, 600/1460) DVI | 70 | 69 | 68 | Заказ
2376 | SVGA PCI-E Leadtek PX6800U-TDH256 256Mb 6800 Ultra TV 2xDVI SLI Retail | 50 | 90 | 90 | +
9360 | SVGA PCI-E PNY Quadro 4 NVS290 256Mb 460/400 64-bit DDR2 DMS59 to Dual VGA/DVI Cable Low Profile OEM | 163 | 162 | 160 | Заказ
14421 | SVGA PCI-E Sapphire HD6670 1GB 128bit 800/900 DDR3 DVI-D/HDMI/DP (11192-07-10G) Bulk | 81 | 80 | 79 | Заказ
Жесткие диски
Hitachi (HGST)
SAS 10k/15k rpm
9073 | HDD SAS 3.5" Hitachi Server 300Gb HUS156030VLS600 64Mb, 15k rpm, Ultrastar 15K600 (0B23661) | 161 | 156 | 154 | +++++
9075 | HDD SAS 3.5" Hitachi Server 600Gb HUS156060VLS600 64Mb, 15k rpm, Ultrastar 15K600 (0B23663) | 270 | 265 | 264 | +++++
SAS/SATA 7200rpm
43393 | HDD SAS 3,5" Hitachi Server 2000Gb HUS724020ALS640 Ultrastar 7K4000 64Mb, 7200rpm, 6Gb/s | 148 | 146 | 145 | Заказ
43394 | HDD SAS 3,5" Hitachi Server 3000Gb HUS724030ALS640 Ultrastar 7K4000 64Mb, 7200rpm, 6Gb/s | 205 | 200 | 199 | Заказ
43395 | HDD SAS 3,5" Hitachi Server 4000Gb HUS724040ALS640 Ultrastar 7K4000 64Mb, 7200rpm, 6Gb/s | 315 | 308 | 305 | Заказ
42381 | HDD SATA 3,5" Hitachi Server 0500Gb HUA722050CLA330 Ultrastar A7K2000 32Mb, 7200rpm, 3 Gb/s | 78 | 75 | 74 | Заказ
9076 | HDD SATA 3,5" Hitachi Server 1000Gb HUA722010CLA330 Ultrastar A7K2000 32Mb, 7200rpm, 3 Gb/s | 85 | 81 | 80 | Заказ
43392 | HDD SATA 3,5" Hitachi Server 2000Gb HUS724020ALA640 Ultrastar A7K4000 64Mb, 7200rpm, 6Gb/s | 142 | 139 | 135 | ++
17641 | HDD SATA 3,5" Hitachi Server 3000Gb HUS724030ALA640 Ultrastar A7K4000 64Mb, 7200rpm, 6Gb/s | 198 | 196 | 195 | +++++
15938 | HDD SATA 3,5" Hitachi Server 4000Gb HUS724040ALA640 Ultrastar A7K4000 64Mb, 7200rpm, 6Gb/s | 297 | 295 | 290 | +++++
Seagate
SAS - 3.5"
7984 | HDD SAS 3,5" Seagate 300Gb ST3300657SS Cheetah 15K.7, SAS-2, 6 Gbit/s, 16Mb, 15000rpm | 163 | 160 | 159 | +++++
8352 | HDD SAS 3,5" Seagate 600Gb ST3600057SS Cheetah 15K.7, SAS-2, 6 Gbit/s, 16Mb, 15000rpm | 280 | 275 | 272 | +++++
43217 | HDD SAS 3,5" Seagate ES 1Tb ST1000NM0023 6Gbit/s, 7200rpm, 128M Constellation ES.3 | 115 | 110 | 109 | +
43216 | HDD SAS 3,5" Seagate ES 2Tb ST2000NM0023 6Gbit/s, 7200rpm, 128M Constellation ES.3 | 174 | 172 | 171 | Заказ
43129 | HDD SAS 3,5" Seagate ES 3Tb ST3000NM0023 6Gbit/s, 7200rpm, 128M Constellation ES.3 | 235 | 230 | 228 | Заказ
42658 | HDD SAS 3,5" Seagate ES 4Tb ST4000NM0023 6Gbit/s, 7200rpm, 128M Constellation ES.3 | 315 | 313 | 310 | Заказ
SAS & SATA - 2,5"
43372 | HDD 2,5" SAS Seagate 300Gb ST300MM0006 6Gbit/s 10000rpm 64M Savvio® 10K.6 - new | 184 | 180 | 178 | Заказ
14318 | HDD 2,5" SAS Seagate 300Gb ST9300653SS 6Gbit/s 15000rpm 64M Savvio® 15K.3 | 365 | 352 | 345 | Заказ
43373 | HDD 2,5" SAS Seagate 450Gb ST450MM0006 6Gbit/s 10000rpm 64M Savvio® 10K.6 - new | 308 | 298 | 292 | Заказ
43374 | HDD 2,5" SAS Seagate 600Gb ST600MM0006 6Gbit/s 10000rpm 64M Savvio® 10K.6 - new | 335 | 324 | 319 | +
43375 | HDD 2,5" SAS Seagate 900Gb ST900MM0006 6Gbit/s 10000rpm 64M Savvio® 10K.6 - new | 360 | 350 | 340 | Заказ
10404 | HDD 2,5" SAS Seagate ES 0500Gb ST9500620SS SAS-2, 6Gbit/s, 7200rpm, 64M Constellation.2™ | 195 | 189 | 185 | Заказ
10403 | HDD 2,5" SAS Seagate ES 1000Gb ST91000640SS SAS-2, 6Gbit/s, 7200rpm, 64M Constellation.2™ | 220 | 218 | 215 | Заказ
10433 | HDD 2,5" SATA Seagate ES 0500Gb ST9500620NS 6Gbit/s, 7200rpm, 64M Constellation.2™ | 166 | 162 | 159 | +
14114 | HDD 2,5" SATA Seagate ES 1000Gb ST91000640NS 6Gbit/s, 7200rpm, 64M Constellation.2™ | 207 | 201 | 198 | +++++
SATA - 3.5"
10865 | HDD SATA 3,5" Seagate Constellation™ ES 0500Gb ST500NM0011 6Gbit/s, 7200rpm, 64M | 85 | 82 | 81 | Заказ
43148 | HDD SATA 3,5" Seagate ES 1Tb ST1000NM0033 6Gbit/s, 7200rpm, 128M Constellation ES.3 | 90 | 88 | 87 | +++++
43214 | HDD SATA 3,5" Seagate ES 2Tb ST2000NM0033 6Gbit/s, 7200rpm, 128M Constellation ES.3 | 142 | 140 | 138 | +++++
43215 | HDD SATA 3,5" Seagate ES 3Tb ST3000NM0033 6Gbit/s, 7200rpm, 128M Constellation ES.3 | 215 | 211 | 209 | Заказ
42659 | HDD SATA 3,5" Seagate ES 4Tb ST4000NM0033 6Gbit/s, 7200rpm, 128M Constellation ES.3 | 309 | 305 | 302 | Заказ
SSD ALL
42619 | Nytro WarpDrive BLP4-1600, low profile, small form factor PCIe 2.0 enterprise NAND flash card | 16314 | 16025 | 15592 | Заказ
42615 | Nytro WarpDrive BLP4-400, low profile, small form factor PCIe 2.0 enterprise NAND flash card | 5049 | 4959 | 4825 | Заказ
42616 | Nytro WarpDrive BLP4-800, low profile, small form factor PCIe 2.0 enterprise NAND flash card | 8545 | 8394 | 8167 | Заказ
42614 | Nytro WarpDrive WLP4-200, low profile, small form factor PCIe 2.0 enterprise NAND flash card | 4856 | 4770 | 4641 | Заказ
42617 | Nytro WarpDrive WLP4-400, low profile, small form factor PCIe 2.0 enterprise NAND flash card | 9710 | 9538 | 9280 | Заказ
42618 | Nytro WarpDrive XD BLP4-400, low profile, small form factor PCIe 2.0 enterprise NAND flash card | 8831 | 8675 | 8440 | Заказ
42620 | Nytro WarpDrive XD BLP4-800, caching softw., LP, small FF PCIe 2.0 enterprise NAND flash card | 12327 | 12109 | 11782 | Заказ
44398 | SSD Intel SATA 2.5" 080Gb MLC Chip (DC S3500 Series, SSDSC2BB080G401) 6Gbs, 20nm, W100Mbs/R340Mbs | 142 | 138 | 135 | Заказ
42638 | SSD Intel SATA 2.5" 100Gb MLC Chip (DC S3700 Series, SSDSC2BA100G301) 6Gbs, 25nm, W200Mbs/R500Mbs | 310 | 293 | 288 | +++
43968 | SSD Intel SATA 2.5" 120Gb MLC Chip (DC S3500 Series, SSDSC2BB120G401) 6Gbs, 20nm, W135Mbs/R445Mbs | 158 | 155 | 154 | ++++
44399 | SSD Intel SATA 2.5" 160Gb MLC Chip (DC S3500 Series, SSDSC2BB160G401) 6Gbs, 20nm, W175Mbs/R475Mbs | 228 | 223 | 215 | ++
43883 | SSD Intel SATA 2.5" 180Gb MLC Chip (Intel 530 Series, SSDSC2BW180A401) 6Gb/s, 20nm, SGL | 215 | 212 | 210 | Заказ
42606 | SSD Intel SATA 2.5" 200Gb MLC Chip (DC S3700 Series, SSDSC2BA200G301) 6Gbs, 25nm, W350Mbs/R500Mbs | 510 | 498 | 490 | Заказ
44057 | SSD Intel SATA 2.5" 240Gb MLC Chip (DC S3500 Series, SSDSC2BB240G401) 6Gbs, 20nm, W500Mbs/R260Mbs | 290 | 286 | 285 | +++++
44142 | SSD Intel SATA 2.5" 300Gb MLC Chip (DC S3500 Series, SSDSC2BB300G401) 6Gbs, 20nm, W500Mbs/R315Mbs | 355 | 345 | 342 | +
42639 | SSD Intel SATA 2.5" 400Gb MLC Chip (DC S3700 Series, SSDSC2BA400G301) 6Gbs, 25nm, W460Mbs/R500Mbs | 1145 | 1120 | 1090 | Заказ
42640 | SSD Intel SATA 2.5" 800Gb MLC Chip (DC S3700 Series, SSDSC2BA800G301) 6Gbs, 25nm, W460Mbs/R500Mbs | 2248 | 2215 | 2170 | Заказ
44139 | SSD Kingston SATA 2.5" 200Gb SSDNow E100 6Gb/s (SE100S37/200G), 535MBsR/500MBsW, 73 000 IOPS | 675 | 659 | 655 | ++++
14464 | SSD OCZ SATA-III 2.5" 060Gb Vertex 3, MLC Chip (VTX3-25SAT3-60G) | 95 | 93 | 90 | Заказ
44039 | SSD OSZ SATA 2.5" 100Gb (D2RSTK251E19-0100) 6Gb/s, 550MBsR/500MBsW, 80000 IOPS, eMLC Deneva 2 R | 310 | 305 | 297 | Заказ
44397 | SSD OSZ SATA 2.5" 200Gb (D2RSTK251E19-0200) 6Gb/s, 550MBsR/500MBsW, 80000 IOPS, eMLC Deneva 2 R | 480 | 470 | 460 | Заказ
44104 | SSD OSZ SATA 2.5" 400Gb (D2RSTK251E19-0400) 6Gb/s, 550MBsR/500MBsW, 80000 IOPS, eMLC Deneva 2 R | 980 | 970 | 960 | Заказ
43383 | SSD Seagate SATA 2.5" 100Gb MLC Chip (ST100FN0021) 6Gbs, 25nm, W300Mbs/R520Mbs | 195 | 191 | 188 | Заказ
43382 | SSD Seagate SATA 2.5" 120Gb MLC Chip (ST120FN0021) 6Gbs, 25nm, W300Mbs/R520Mbs | 195 | 191 | 188 | Заказ
43384 | SSD Seagate SATA 2.5" 200Gb MLC Chip (ST200FN0021) 6Gbs, 25nm, W400Mbs/R520Mbs | 333 | 324 | 319 | Заказ
43385 | SSD Seagate SATA 2.5" 240Gb MLC Chip (ST240FN0021) 6Gbs, 25nm, W400Mbs/R520Mbs | 333 | 324 | 319 | Заказ
43386 | SSD Seagate SATA 2.5" 400Gb MLC Chip (ST400FN0021) 6Gbs, 25nm, W400Mbs/R520Mbs | 616 | 605 | 598 | Заказ
43266 | SSD Seagate SATA 2.5" 480Gb MLC Chip (ST480FN0021) 6Gbs, 25nm, W400Mbs/R520Mbs | 616 | 605 | 598 | Заказ
SSD Fusion
42463 | Fusion-io 2410GB ioDrive2 Duo (MLC), PCI-Express 2.0 x8 (x4) (F01-001-2T41-CS-0001) | 25073 | 24216 | 23573 | Заказ
Toshiba & Fujitsu
1144 | HDD SCSI Fujitsu 73Gb MAP3735NP U320 68pin 10000rpm | 105 | 98 | 90 | ++
SAS - 2.5"/3.5"
1188 | HDD 2,5" SAS Fujitsu 036Gb MAV2036RC 3Gbps 10Krpm 16Mb | 50 | 50 | 50 | +++++
42685 | HDD 2,5" SAS Toshiba Enterprise 300Gb AL13SEB300, 10Krpm, 64Mb, 6Gb/s | 148 | 145 | 142 | +++++
42686 | HDD 2,5" SAS Toshiba Enterprise 450Gb AL13SEB450, 10Krpm, 64Mb, 6Gb/s | 215 | 209 | 205 | Заказ
42687 | HDD 2,5" SAS Toshiba Enterprise 600Gb AL13SEB600, 10Krpm, 64Mb, 6Gb/s | 245 | 238 | 235 | +++++
42688 | HDD 2,5" SAS Toshiba Enterprise 900Gb AL13SEB900, 10Krpm, 64Mb, 6Gb/s | 350 | 340 | 335 | +++++
9219 | HDD 3,5" bracket SAS Toshiba Enterprise 600Gb MBF260LRC#LF 10Krpm 16Mb 6.0 Gb/s | 250 | 245 | 242 | +++++
SAS/SATA Enterprise 3.5" 7200rpm
42701 | HDD SAS 3,5" TOSHIBA Enterprise 1Tb MG03SCA100, 7200rpm, 64Mb, 6Gb/s | 106 | 104 | 102 | +++++
42702 | HDD SAS 3,5" TOSHIBA Enterprise 2Tb MG03SCA200, 7200rpm, 64Mb, 6Gb/s | 158 | 155 | 153 | +++++
10031 | HDD SAS 3,5" TOSHIBA Enterprise 2Tb MK2001TRKB 6Gbit/s, 7200rpm, 16M | 184 | 180 | 178 | +
42703 | HDD SAS 3,5" TOSHIBA Enterprise 3Tb MG03SCA300, 7200rpm, 64Mb, 6Gb/s | 264 | 257 | 253 | Заказ
42697 | HDD SATA 3,5" TOSHIBA Enterprise 1Tb MG03ACA100, 7200rpm, 64Mb, 6Gb/s | 82 | 81 | 80 | +++++
42698 | HDD SATA 3,5" TOSHIBA Enterprise 2Tb MG03ACA200, 7200rpm, 64Mb, 6Gb/s | 152 | 150 | 149 | +++++
42699 | HDD SATA 3,5" TOSHIBA Enterprise 3Tb MG03ACA300, 7200rpm, 64Mb, 6Gb/s | 186 | 184 | 183 | Заказ
42700 | HDD SATA 3,5" TOSHIBA Enterprise 4Tb MG03ACA400, 7200rpm, 64Mb, 6Gb/s | 298 | 296 | 295 | ++++
Western Digital
SAS/SATA Enterprise
42330 | HDD SAS 3,5" WD Enterprise 1000Gb WD1001FYYG, 6Gbit/s, 7200rpm, 32M | 127 | 125 | 121 | Заказ
42351 | HDD SAS 3,5" WD Enterprise 2000Gb WD2001FYYG, 6Gbit/s, 7200rpm, 32M | 172 | 170 | 165 | Заказ
42332 | HDD SAS 3,5" WD Enterprise 3000Gb WD3001FYYG, 6Gbit/s, 7200rpm, 32M | 241 | 235 | 232 | Заказ
42333 | HDD SAS 3,5" WD Enterprise 4000Gb WD4001FYYG, 6Gbit/s, 7200rpm, 32M | 341 | 332 | 326 | Заказ
42497 | HDD SATA 2,5" WD Enterprise VelociRaptor 0250Gb WD2500BHTZ 10000rpm 64M, 6GB/s | 126 | 122 | 120 | Заказ
17685 | HDD SATA 2,5" WD Enterprise VelociRaptor 0500Gb WD5000BHTZ 10000rpm, 64M, 6GB/s | 146 | 142 | 139 | Заказ
42990 | HDD SATA 2,5" WD Enterprise VelociRaptor 1000Gb WD1000CHTZ, 10000rpm, 64M, 6GB/s | 239 | 234 | 230 | Заказ
44509 | HDD SATA 3,5" WD Enterprise 1000Gb WD1003FBYZ 6Gbit/s, 7200rpm, 64M | 97 | 95 | 94 | +
42331 | HDD SATA 3,5" WD Enterprise 2000Gb WD2000FYYZ, 6Gbit/s, 7200rpm, 64M | 140 | 138 | 136 | +++++
42349 | HDD SATA 3,5" WD Enterprise 3000Gb WD3000FYYZ, 6Gbit/s, 7200rpm, 64M | 213 | 210 | 208 | +++++
42350 | HDD SATA 3,5" WD Enterprise 4000Gb WD4000FYYZ, 6Gbit/s, 7200rpm, 64M | 335 | 328 | 320 | Заказ
44345 | HDD SATA 3,5" WD Enterprise VelociRaptor 0250Gb WD2500HHTZ 10000rpm, 64M, 6GB/s | 98 | 95 | 94 | +++++
17614 | HDD SATA 3,5" WD Enterprise VelociRaptor 0500Gb WD5000HHTZ 10000rpm, 64M, 6GB/s | 146 | 142 | 139 | +++++
15651 | HDD SATA 3,5" WD Enterprise VelociRaptor 1000Gb WD1000DHTZ 10000rpm, 64M, 6GB/s | 225 | 219 | 215 | Заказ
SATA Desktop
43367 | HDD SATA 3,5" WD Desktop 1000Gb WD10EFRX, 6Gbit/s, IntelliPower, 64M, Red | 84 | 81 | 79 | Заказ
14794 | HDD SATA 3,5" WD Desktop 2000Gb WD20EARX, 6Gbit/s, IntelliPower, 64M, Caviar Green | 95 | 92 | 88 | Заказ
43088 | HDD SATA 3,5" WD Desktop 2000Gb WD20EFRX, 6Gbit/s, IntelliPower, 64M, Red | 122 | 117 | 115 | Заказ
42975 | HDD SATA 3,5" WD Desktop 3000Gb WD30EFRX, 6Gbit/s, IntelliPower, 64M, Red | 162 | 156 | 154 | Заказ
Кабели питания, удлинители, переходники
5498 | APC Power Cord AP9875, 16A, 230V, C19 to Schuko | 82 | 81 | 80 | +++++
6879 | CBL-0062L 8-pin Power Extension Cable | 4 | 4 | 4 | Заказ
4834 | CBL-0084 Front Panel Switch Cable (Split), 16-pin, 15cm | 6 | 5 | 5 | +++++
5954 | CBL-0088L IPASS(SFF-8087) to 4 SATAStraight w/Sideband , 64-cm, Pb free | 3 | 3 | 3 | Заказ
7848 | CBL-0117L-01 | 22 | 22 | 21 | Заказ
6837 | CBL-0166L External cable SAS EL2/EL1 Cascading (SFF-8088 1x to SFF-8088 x1) 100 cm | 57 | 55 | 54 | +++++
6708 | CBL-0167L Backplane Cable (Internal) SAS EL2/EL1 Single Рort Cascading (SFF-8087 to SFF-8088x1) 68cm | 41 | 40 | 39 | +++++
6841 | CBL-0167L-LP Backplane Cable (Int.) SAS EL2/EL1 Single Рort Cascading (SFF-8087 to SFF-8088x1) 68cm | 41 | 40 | 39 | +++++
6840 | CBL-0168L Backplane Cable (Internal) SAS Dual Рort Assembly (SFF-8087 to SFF-8088 x2) 68/76cm | 72 | 70 | 69 | +
15987 | CBL-0171L - External cable SAS EL2/EL1 Cascading (SFF-8088 1x to SFF-8088 x1) 300 cm | 81 | 78 | 78 | ++
7847 | CBL-0175L - Cable 75CM 4-LANE SAS TO 4 SATA W/SIDEBAN | 8 | 8 | 8 | Заказ
6243 | CBL-0176L-01 - Cable SAS iPASS SFF-8087 - 4x SATA 46/33/23/13cm (Mini-SASx4 - 4xSATA) + SideBand | 17 | 16 | 16 | Заказ
5066 | CBL-0177L 19" 9-pin Mini USB Molded CBL for SIMSO+ | 5 | 5 | 5 | +++++
5873 | CBL-0180L-01 - Cable SATA Set of 4, 70/59/48/38cm, Round Standard Connector to Right Angle Connector | 12 | 11 | 11 | +++
5959 | CBL-0188L - Cable SAS iPASS SFF-8087 - 4x SATA 70/60/50/40cm (Mini-SASx4 - 4xSATA) + SideBand | 13 | 13 | 13 | Заказ
14094 | CBL-0420L - Cable for BBU extension to LSI iBBU07, iBBU08 27"(0.68m) | 32 | 30 | 29 | +++++
2694 | Кабель питания для компьютера USA | 1 | 1.5 | 1.5 | +++++
2695 | Кабель питания для компьютера Евро | 2 | 1.5 | 1.5 | +++++
8666 | Кабель силовой Монитор-системный блок 5m | 10 | 9 | 8 | Заказ
4909 | Переходник питания 4 -8 pin MS-TC-4/8 | 8 | 7 | 6 | Заказ
7026 | Переходник питания 4 pin 5,25 - 2x4 pin for FDD,slim DVD | 8 | 7 | 6 | +++++
5180 | Переходник питания 8 - 4 pin CLM-311115 | 11 | 10 | 9 | Заказ
3453 | Переходник питания ATX 20 -24 pin 10cm (CLM-311163-100) | 12 | 11 | 10 | Заказ
7623 | Переходник питания ATX 20 -24 pin MS-TC-20/24 0.2м | 12 | 11 | 10 | Заказ
3454 | Переходник питания ATX 24 -20 pin 10cm CLM 311114 | 12 | 11 | 10 | Заказ
7624 | Переходник питания ATX 24 -20 pin MS-TC-24/20 0.2м | 12 | 11 | 10 | Заказ
8026 | Переходник питания для видеокарты 6 pin - 2*4 pin 5.25" (12CF1-1PW004-01R) (аналог CBL-0153L) | 11 | 10 | 9 | ++
8027 | Переходник питания для видеокарты 8 pin - 2*4 pin 5.25" (12CF1-1PW013-01R) | 11 | 10 | 9 | Заказ
3838 | Удлинитель питания ATX 20 pin 0,25m | 11 | 10 | 9 | Заказ
7054 | Удлинитель питания ATX 4 pin 0,5m | 11 | 10 | 9 | Заказ
3841 | Удлинитель питания ATX 8 pin 0,45m CLM-311113 | 11 | 10 | 9 | +++++
Контроллеры
3WARE
5744 | 3ware BBU-MODULE-04 (for 3W-9550SX/9650SE/9690SA) Li ION | 50 | 50 | 50 | +++++
43532 | 3ware SAS RAID 9690SA-8I KIT (б/у), 8 Int. (2xSFF-8087), RAID 0/1/5/6/10/50, 512MB RAM | 400 | 400 | 400 | +
14469 | 3ware SAS RAID 9750-16i4e SGL, 16 Int. 4 Ext., SAS2, RAID 0/1/5/6/10/50, 512MB RAM (LSI00252) | 986 | 968 | 950 | Заказ
10233 | 3ware SAS RAID 9750-4i KIT, 4 Int. (SFF-8087), SAS2, RAID 0/1/5/6/10/50, 512MB RAM (LSI00215) | 437 | 429 | 421 | Заказ
9712 | 3ware SAS RAID 9750-4i SGL, 4 Int. (SFF-8087), SAS2, RAID 0/1/5/6/10/50, 512MB RAM (LSI00216) | 375 | 369 | 362 | +
9713 | 3ware SAS RAID 9750-8i KIT, 8 Int. (2xSFF-8087), SAS2, RAID 0/1/5/6/10/50, 512MB RAM (LSI00213) | 588 | 578 | 567 | Заказ
9714 | 3ware SAS RAID 9750-8i SGL, 8 Int. (2xSFF-8087), SAS2, RAID 0/1/5/6/10/50, 512MB RAM (LSI00214) | 582 | 575 | 562 | Заказ
43526 | 3ware SATA RAID 9650SE-4LPML-KIT (б/у), 4 Int. (SFF-8087), SATA2, RAID 0/1/5/10, 256MB RAM | 300 | 300 | 300 | ++
4644 | 3ware SATA RAID 9650SE-4LPML-KIT, 4 Int. (SFF-8087), SATA2, RAID 0/1/5/10, 256MB RAM | 403 | 396 | 389 | +++
ADAPTEC
10562 | Adaptec Flash Module 600 (AFM-600); 4GB of NAND flash memory for ASR-6405/6805 | 235 | 231 | 227 | ++
16190 | Adaptec Flash Module 700 (AFM-700); 2GB of NAND flash memory for ASR-7805/71605/72405 series | 235 | 231 | 227 | +++++
8078 | Adaptec MaxIQ SSD Cache Performance Kit 32GB | 400 | 400 | 400 | +
4972 | BBU Adaptec ABM-800 for ASR-3xxx/5xxx SAS/SATA | 140 | 138 | 135 | +++++
6561 | BBU Adaptec ABM-800T for ASR-3xxx/5xxx SAS/SATA on cable | 162 | 160 | 157 | Заказ
43712 | SAS/SATA HBA Adaptec ASA-6405H SGL, SAS 6G, 4x Int, PCI-E LP | 179 | 176 | 173 | Заказ
43713 | SAS/SATA HBA Adaptec ASA-6805H SGL, SAS 6G, 8x Int, PCI-E LP | 213 | 209 | 205 | +++
43716 | SAS/SATA HBA Adaptec ASA-70165H SGL, SAS 6G, 16x Ext, PCI-E (SFF8644) | 582 | 572 | 562 | Заказ
43717 | SAS/SATA HBA Adaptec ASA-7085H SGL, SAS 6G, 8x Ext, PCI-E LP (SFF8644) | 375 | 369 | 362 | Заказ
43715 | SAS/SATA HBA Adaptec ASA-71605H SGL, SAS 6G, 16x Int, PCI-E (SFF8643) | 476 | 468 | 459 | Заказ
43714 | SAS/SATA HBA Adaptec ASA-7805H SGL, SAS 6G, 8x Int, PCI-E LP (SFF8643) | 291 | 286 | 281 | Заказ
6560 | SAS/SATA RAID Adaptec ASR-2405 Sgl 128Mb, 4x Int, PCI-E x8, RAID 0,1,10 | 267 | 262 | 257 | Заказ
6943 | SAS/SATA RAID Adaptec ASR-5085 Sgl, 8x Ext, PCI-E x8 LP (RAID 0,1,1E,5,5EE,6,10,50,60) 512Mb | 560 | 560 | 550 | +
10555 | SAS/SATA RAID Adaptec ASR-6405 KIT, SAS 6G, 4x Int, PCI-E LP (0,1,1E,5,5EE,6,10,50,60) 512Mb + каб. | 488 | 480 | 471 | +++++
10554 | SAS/SATA RAID Adaptec ASR-6405 SGL, SAS 6G, 4x Int, PCI-E LP (0,1,1E,5,5EE,6,10,50,60) 512Mb | 454 | 446 | 437 | ++
14184 | SAS/SATA RAID Adaptec ASR-6405E KIT, SAS 6G, 4x Int, PCI-E LP (0,1,10,1E) 128Mb + кабель | 246 | 242 | 238 | Заказ
14185 | SAS/SATA RAID Adaptec ASR-6405E SGL, SAS 6G, 4x Int, PCI-E LP (0,1,10,1E) 128Mb | 224 | 220 | 216 | +++++
42504 | SAS/SATA RAID Adaptec ASR-6405T SGL, SAS 6G, 4x Int, PCI-E LP (0,1,1E,5,5EE,6,10,50,60) 512Mb | 448 | 440 | 432 | Заказ
10558 | SAS/SATA RAID Adaptec ASR-6445 SGL, SAS 6G, 4xInt+4xExt, PCI-E LP (0,1,1E,5,5EE,6,10,50,60) 512Mb | 680 | 668 | 656 | Заказ
10557 | SAS/SATA RAID Adaptec ASR-6805 KIT, SAS 6G, 8x Int, PCI-E LP (0,1,1E,5,5EE,6,10,50,60) 512Mb + 2 каб | 706 | 693 | 680 | ++
10556 | SAS/SATA RAID Adaptec ASR-6805 SGL, SAS 6G, 8x Int, PCI-E LP (0,1,1E,5,5EE,6,10,50,60) 512Mb | 652 | 640 | 629 | +++++
14186 | SAS/SATA RAID Adaptec ASR-6805E KIT, SAS 6G, 8x Int, PCI-E LP (0,1,10,1E) 128Mb + 2 кабеля | 325 | 319 | 313 | +++
14187 | SAS/SATA RAID Adaptec ASR-6805E SGL, SAS 6G, 8x Int, PCI-E LP (0,1,10,1E) 128Mb | 263 | 259 | 254 | Заказ
14843 | SAS/SATA RAID Adaptec ASR-6805Q SGL, SAS 6G, 8x Int, PCI-E LP (0,1,1E,5,5EE,6,10,50,60) 512Mb | 1165 | 1144 | 1123 | Заказ
17683 | SAS/SATA RAID Adaptec ASR-6805T SGL, SAS 6G, 8x Int, PCI-E LP (0,1,1E,5,5EE,6,10,50,60) 512Mb | 652 | 640 | 629 | +++++
14844 | SAS/SATA RAID Adaptec ASR-6805TQ SGL, SAS 6G, 8x Int, PCI-E LP (0,1,1E,5,5EE,6,10,50,60) 512Mb | 1165 | 1144 | 1123 | Заказ
16186 | SAS/SATA RAID Adaptec ASR-71605 SGL,SAS6G,16xInt,PCI-E 3.0,HD mini-SAS (SFF-8643),1Gb | 846 | 831 | 815 | +++++
16189 | SAS/SATA RAID Adaptec ASR-71605E SGL,6Gb/s,16xInt,PCI-E 3.0,HD mini-SAS (SFF-8643),256Mb, RAID 0,1,1 | 504 | 495 | 486 | ++
16181 | SAS/SATA RAID Adaptec ASR-71605Q SGL,SAS6G,16xInt,PCI-E 3.0,LP,HD mini-SAS (SFF-8643),1Gb, maxCache3 | 1254 | 1232 | 1210 | Заказ
16184 | SAS/SATA RAID Adaptec ASR-71685 SGL,SAS6G,16xInt+8xExt,PCI-E 3.0,HD mini-SAS (SFF-8643),1Gb | 1254 | 1232 | 1210 | Заказ
16183 | SAS/SATA RAID Adaptec ASR-72405 SGL,SAS6G,24xInt,PCI-E 3.0,HD mini-SAS (SFF-8643),1Gb | 1120 | 1100 | 1080 | Заказ
16188 | SAS/SATA RAID Adaptec ASR-7805 KIT,SAS6G,8xInt,PCI-E 3.0,HD mini-SAS (SFF-8643),1Gb | 750 | 737 | 724 | +++
16187 | SAS/SATA RAID Adaptec ASR-7805 SGL,SAS6G,8xInt,PCI-E 3.0,HD mini-SAS (SFF-8643),1Gb | 700 | 688 | 675 | ++++
16182 | SAS/SATA RAID Adaptec ASR-7805Q SGL,SAS6G,8xInt,PCI-E 3.0,LP,HD mini-SAS (SFF-8643),1Gb, maxCache3 | 1131 | 1111 | 1091 | Заказ
44327 | SAS/SATA RAID Adaptec ASR-78165 SGL, SAS6G,2xInt+4xExt,PCI-E 3.0, HDmini-SAS (SFF-8643+SFF-8644),1Gb | 1180 | 1130 | 1120 | Заказ
44743 | SAS/SATA RAID Adaptec ASR-81605ZQ SGL (PCI-E v3 x8) SAS 12G,16port, maxCache Plus (2281600-R) | 1285 | 1251 | 1215 | +
8335 | SATA RAID Adaptec AAR-1225SA SGL 2ch SATAII-300, RAID 0,1,, PCI-E x1, Low Profile | 50 | 50 | 50 | +
1991 | SATA RAID Adaptec AAR-2020SA KIT | 20 | 20 | 20 | +++++
1992 | SATA RAID Adaptec AAR-2020SA OEM | 15 | 15 | 15 | +
1993 | SATA RAID Adaptec AAR-2025SA | 10 | 10 | 10 | ++++
2031 | SCSI RAID Adaptec 2005S Kit, 0ch, RAID card for Adaptec SCSI on MB | 5 | 5 | 5 | +
LSI
14605 | LSI MegaRAID Advanced Software: CacheCade Pro 2.0 Electronic Software License (LSI00293) | 314 | 308 | 302 | Заказ
10472 | LSI MegaRAID Advanced Software: FastPath Electronic Software License (LSI00266) | 202 | 198 | 194 | Заказ
9599 | LSI MegaRAID Advanced Software: Recovery Physical Key (LSI00246) | 75 | 75 | 75 | Заказ
14451 | LSI MegaRAID Advanced Software: SafeStore electronic license (LSI00268) | 106 | 105 | 103 | Заказ
14530 | LSI MegaRAID BBU-BRACKET-05 - Remote Mounting Bracket For BBU & Cachevault Power Modules (LSI00291) | 39 | 38 | 37 | +++++
15547 | LSI MegaRAID CacheVault flash cache protection LSICVM01 (NAND flash memory module) (LSI00297) | 245 | 241 | 237 | +++++
8683 | LSI MegaRAID LSIiBBU07 BBU for SAS 8880EM2, 9260/9261-xx, 9280-xx, 9750-xx (LSI00161) | 196 | 193 | 189 | +++++
10618 | LSI MegaRAID LSIiBBU08 BBU for SAS 9260/9261-xx, 9280-xx + cable (LSI00264) | 207 | 204 | 200 | +++++
10619 | LSI MegaRAID LSIiBBU09 BBU for SAS 9265-xx, 9266-xx, 9285-xx, 9270/9271-xx + cable (LSI00279) | 207 | 204 | 200 | +++
10666 | LSI MegaRAID Remote BBU Kit for LSIiBBU06, LSIiBBU07 (LSI00260) | 47 | 46 | 45 | ++++
43233 | LSI Nytro MegaRaid SCM01 (SuperCap module, bracket, cables) (LSI00355) | 185 | 182 | 178 | ++
10617 | LSI SAS HBA 9200-16e SGL, 16 Ext. (4xSFF-8088), SAS2, PCI-E 2.0 x8 (LSI00189) | 431 | 419 | 411 | Заказ
10801 | LSI SAS HBA 9200-8e SGL, 2 Ext. (2xSFF-8088), SAS2, PCI-E 2.0 x8, (LSI00188) | 409 | 402 | 394 | Заказ
15924 | LSI SAS HBA 9201-16e SGL, 16 Ext. (4xSFF-8088), SAS2, PCI-E 2.0 x8, (LSI00276) | 476 | 468 | 459 | Заказ
14431 | LSI SAS HBA 9201-16i SGL, 16 Int. (4xSFF-8087), SAS2, PCI-E 2.0 x8 (LSI00244) | 414 | 407 | 400 | Заказ
42162 | LSI SAS HBA 9207-4i4e KIT, 4 Int.+ 4 Ext. (SFF-8087+SFF-8088), SAS2, PCI-E 3.0 x8, (LSI00304) | 386 | 380 | 373 | Заказ
15970 | LSI SAS HBA 9207-4i4e SGL, 4 Int.+ 4 Ext. (SFF-8087+SFF-8088), SAS2, PCI-E 3.0 x8, (LSI00303) | 302 | 297 | 292 | +++++
42445 | LSI SAS HBA 9207-8e SGL, 8 Ext. (2xSFF-8088), SAS2, PCI-E 3.0 x8 (LSI00300) | 431 | 424 | 416 | Заказ
42446 | LSI SAS HBA 9207-8i KIT, 8 Int. (2xSFF-8087), SAS2, PCI-E 3.0 x8, 2x cables (LSI00302) | 392 | 385 | 378 | Заказ
42642 | LSI SAS HBA 9207-8i SGL, 8 Int. (2xSFF-8087), SAS2, PCI-E 3.0 x8 (LSI00301) | 308 | 303 | 297 | Заказ
8993 | LSI SAS HBA 9211-4i KIT, 4 Int. (1xSFF-8087), RAID 0/1/1E/10, SAS2, PCI-E 2.0 x4, (LSI00191) | 269 | 264 | 259 | +++++
8994 | LSI SAS HBA 9211-4i SGL, 4 Int. (1xSFF-8087), RAID 0/1/1E/10, SAS2, PCI-E 2.0 x4, (LSI00190) | 202 | 198 | 194 | +++++
8991 | LSI SAS HBA 9211-8i KIT, 8 Int. (2xSFF-8087), RAID 0/1/1E/10, SAS2, PCI-E 2.0 x8, (LSI00195) | 353 | 347 | 340 | Заказ
8992 | LSI SAS HBA 9211-8i SGL, 8 Int. (2xSFF-8087), RAID 0/1/1E/10, SAS2, PCI-E 2.0 x8, (LSI00194) | 280 | 275 | 270 | ++
43944 | LSI SAS HBA 9300-4i KIT, 4 Int. (1xSFF-8643), SAS3, PCI-E 3.0 x8, (LSI00347) | 333 | 324 | 315 | Заказ
43945 | LSI SAS HBA 9300-4i SGL, 4 Int. (1xSFF-8643), SAS3, PCI-E 3.0 x8, (LSI00346) | 240 | 233 | 227 | Заказ
43946 | LSI SAS HBA 9300-4i4e KIT, 4 Int.+ 4 Ext. (SFF-8643+SFF-8644), SAS3, PCI-E 3.0 x8, (LSI00349) | 426 | 415 | 403 | ++
43947 | LSI SAS HBA 9300-4i4e SGL, 4 Int.+ 4 Ext. (SFF-8643+SFF-8644), SAS3, PCI-E 3.0 x8, (LSI00348) | 350 | 340 | 331 | Заказ
43948 | LSI SAS HBA 9300-8e SGL, 8 Ext. (2xSFF-8644), SAS3, PCI-E 3.0 x8, (LSI00343) | 466 | 454 | 441 | Заказ
43943 | LSI SAS HBA 9300-8i KIT, 8 Int. (2xSFF-8643), SAS3, PCI-E 3.0 x8, (LSI00345) | 427 | 416 | 404 | ++
43942 | LSI SAS HBA 9300-8i SGL, 8 Int. (2xSFF-8643), SAS3, PCI-E 3.0 x8, (LSI00344) | 350 | 340 | 331 | Заказ
9172 | LSI SAS RAID 9240-4i KIT, 4 Int. (SFF-8087), SAS2, RAID 0/1/5/10/50, (LSI00203) | 269 | 264 | 259 | Заказ
9173 | LSI SAS RAID 9240-4i SGL, 4 Int. (SFF-8087), SAS2, RAID 0/1/5/10/50, (LSI00199) | 230 | 226 | 221 | +
9174 | LSI SAS RAID 9240-8i KIT, 8 Int. (2xSFF-8087), SAS2, RAID 0/1/5/10/50, (LSI00204) | 342 | 336 | 329 | Заказ
9724 | LSI SAS RAID 9240-8i SGL, 8 Int. (2xSFF-8087), SAS2, RAID 0/1/5/10/50, (LSI00200) | 297 | 292 | 286 | +++
9725 | LSI SAS RAID 9260-16i SGL, 16 Int. (4xSFF-8087), SAS2, RAID 0/1/5/6/10/50/60, 512MB RAM, (LSI00208) | 902 | 886 | 869 | Заказ
8155 | LSI SAS RAID 9260-4i KIT, 4 Int. (SFF-8087), SAS2, RAID 0/1/5/6/10/50/60, 512MB RAM, (LSI00201) | 403 | 396 | 389 | Заказ
8769 | LSI SAS RAID 9260-4i SGL, 4 Int. (SFF-8087), SAS2, RAID 0/1/5/6/10/50/60, 512MB RAM, (LSI00197) | 358 | 352 | 346 | +
8154 | LSI SAS RAID 9260-8i KIT, 8 Int. (2xSFF-8087), SAS2, RAID 0/1/5/6/10/50/60, 512MB RAM, (LSI00202) | 605 | 594 | 583 | +++++
8770 | LSI SAS RAID 9260-8i SGL, 8 Int. (2xSFF-8087), SAS2, RAID 0/1/5/6/10/50/60, 512MB RAM, (LSI00198) | 543 | 534 | 524 | Заказ
14705 | LSI SAS RAID 9260CV-4i KIT, 4 Int. (SFF-8087), SAS2, RAID 0/1/5/6/10/50/60, 512MB RAM, (LSI00281) | 722 | 710 | 694 | Заказ
14706 | LSI SAS RAID 9260CV-4i SGL, 4 Int. (SFF-8087), SAS2, RAID 0/1/5/6/10/50/60, 512MB RAM, (LSI00280) | 375 | 370 | 362 | +++++
14316 | LSI SAS RAID 9260CV-8i KIT, 8 Int. (2xSFF-8087), SAS2, RAID 0/1/5/6/10/50/60, 512MB RAM, (LSI00283) | 941 | 924 | 907 | Заказ
14548 | LSI SAS RAID 9260CV-8i SGL, 8 Int. (2xSFF-8087), SAS2, RAID 0/1/5/6/10/50/60, 512MB RAM, (LSI00282) | 890 | 875 | 859 | Заказ
9420 | LSI SAS RAID 9261-8i SGL, 8 Int. (2xSFF-8087), SAS2, RAID 0/1/5/6/10/50/60, 512MB RAM, (LSI00212) | 560 | 550 | 540 | +
10739 | LSI SAS RAID 9265-8i KIT, 8 Int. (2xSFF-8087), SAS2, RAID 0/1/5/6/10/50/60, 1GB RAM, (LSI00278) | 818 | 803 | 788 | Заказ
42447 | LSI SAS RAID 9266-4i KIT, 4 Int. (SFF-8087), SAS2, RAID 0/1/5/6/10/50/60, 1GB RAM (LSI00306) | 521 | 512 | 502 | Заказ
15519 | LSI SAS RAID 9266-4i SGL, 4 Int. (SFF-8087), SAS2, RAID 0/1/5/6/10/50/60, 1GB RAM (LSI00305) | 487 | 479 | 470 | Заказ
17708 | LSI SAS RAID 9266-8i KIT, 8 Int. (2xSFF-8087), SAS2, RAID 0/1/5/6/10/50/60, 1GB RAM (LSI00296) | 728 | 715 | 702 | Заказ
15520 | LSI SAS RAID 9266-8i SGL, 8 Int. (2xSFF-8087), SAS2, RAID 0/1/5/6/10/50/60, 1GB RAM (LSI00295) | 666 | 655 | 643 | ++++
16124 | LSI SAS RAID 9270-8i KIT, 8 Int. (2xSFF-8087), SAS2, RAID 0/1/5/6/10/50/60, 1GB RAM (LSI00327) | 834 | 820 | 805 | Заказ
16123 | LSI SAS RAID 9270-8i SGL, 8 Int. (2xSFF-8087), SAS2, RAID 0/1/5/6/10/50/60, 1GB RAM (LSI00326) | 678 | 666 | 653 | +++++
16127 | LSI SAS RAID 9271-4i KIT, 4 Int. (SFF-8087), SAS2, RAID 0/1/5/6/10/50/60, 1GB RAM (LSI00329) | 543 | 534 | 524 | +++++
16128 | LSI SAS RAID 9271-4i SGL, 4 Int. (SFF-8087), SAS2, RAID 0/1/5/6/10/50/60, 1GB RAM (LSI00328) | 504 | 495 | 486 | +++++
16125 | LSI SAS RAID 9271-8i KIT, 8 Int. (2xSFF-8087), SAS2, RAID 0/1/5/6/10/50/60, 1GB RAM (LSI00331) | 739 | 726 | 713 | +++++
16126 | LSI SAS RAID 9271-8i SGL, 8 Int. (2xSFF-8087), SAS2, RAID 0/1/5/6/10/50/60, 1GB RAM (LSI00330) | 694 | 682 | 670 | +++++
16130 | LSI SAS RAID 9271-8iCC SGL, 8 Int. (2xSFF-8087), SAS2, RAID 0/1/5/6/10/50/60, 1GB RAM (LSI00334) | 969 | 952 | 934 | Заказ
9419 | LSI SAS RAID 9280-16i4e SGL, 16 Int, 4 Ext., SAS2, RAID 0/1/5/6/10/50/60, 512MB RAM, (LSI00210) | 1019 | 1001 | 983 | Заказ
9418 | LSI SAS RAID 9280-24i4e SGL, 24 Int, 4 Ext., SAS2, RAID 0/1/5/6/10/50/60, 512MB RAM, (LSI00211) | 1140 | 1120 | 1100 | Заказ
43527 | LSI SAS RAID 9280-4i4e SGL (б/у), 4 Int, 4 Ext., SAS2, RAID 0/1/5/6/10/50/60, 512MB RAM, (LSI00209) | 630.26 | 630.26 | 630.26 | +
9339 | LSI SAS RAID 9280-4i4e SGL, 4 Int, 4 Ext., SAS2, RAID 0/1/5/6/10/50/60, 512MB RAM, (LSI00209) | 762 | 748 | 734 | Заказ
9338 | LSI SAS RAID 9280-8e SGL, 8 Ext. (2xSFF-8088), SAS2, RAID 0/1/5/6/10/50/60, 512MB RAM, (LSI00205) | 655 | 644 | 632 | Заказ
10623 | LSI SAS RAID 9285-8e SGL, 8 Ext. (2xSFF-8088), SAS2, RAID 0/1/5/6/10/50/60, 1GB RAM, (LSI00284) | 986 | 968 | 950 | Заказ
16132 | LSI SAS RAID 9286-8e SGL, 8 Ext. (2xSFF-8088), SAS2, RAID 0/1/5/6/10/50/60, 1GB RAM, (LSI00332) | 924 | 908 | 891 | Заказ
16133 | LSI SAS RAID 9286CV-8e SGL, 8 Ext. (2xSFF-8088), SAS2, RAID 0/1/5/6/10/50/60, 1GB RAM, (LSI00333) | 1193 | 1172 | 1150 | Заказ
42448 | LSI SAS RAID 9286CV-8eCC SGL, 8 Ext. (2xSFF-8088), SAS2, RAID 0/1/5/6/10/50/60, 1GB RAM, (LSI00335) | 1568 | 1540 | 1512 | Заказ
44313 | LSI SAS RAID 9341-4i KIT, 4 Int. (SFF-8643), SAS3, RAID 0/1/5/10/50, (LSI00406) | 283 | 275 | 268 | +++
44317 | LSI SAS RAID 9341-4i SGL, 4 Int. (SFF-8643), SAS3, RAID 0/1/5/10/50, (LSI00419) | 239 | 232 | 226 | +++
44314 | LSI SAS RAID 9341-8i KIT, 8 Int. (2xSFF-8643), SAS3, RAID 0/1/5/10/50 (LSI00408) | 377 | 367 | 357 | Заказ
44318 | LSI SAS RAID 9341-8i SGL, 8 Int. (2xSFF-8643), SAS3, RAID 0/1/5/10/50 (LSI00407) | 333 | 324 | 315 | +
44315 | LSI SAS RAID 9361-4i KIT, 4 Int. (SFF-8643), SAS3, RAID 0/1/5/6/10/50/60, 1GB RAM (LSI00414) | 527 | 513 | 499 | +++
44319 | LSI SAS RAID 9361-4i SGL, 4 Int. (SFF-8643), SAS3, RAID 0/1/5/6/10/50/60, 1GB RAM (LSI00415) | 488 | 475 | 462 | +++++
44316 | LSI SAS RAID 9361-8i KIT, 8 Int. (2xSFF-8643), SAS3, RAID 0/1/5/6/10/50/60, 1GB RAM (LSI00416) | 733 | 713 | 693 | ++
44320 | LSI SAS RAID 9361-8i SGL, 8 Int. (2xSFF-8643), SAS3, RAID 0/1/5/6/10/50/60, 1GB RAM (LSI00417) | 672 | 653 | 635 | +
43235 | LSI SAS RAID NMR 8110-4i, 4 Int., SAS2, RAID 0/1/5/6/10/50/60, 2x100GB SSD, 1GB RAM (LSI00351) | 2575 | 2529 | 2483 | Заказ
43236 | LSI SAS RAID NMR 8120-4i, 4 Int., SAS2, RAID 0/1/5/6/10/50/60, 2x400GB SSD, 1GB RAM (LSI00353) | 6378 | 6265 | 6151 | Заказ
10625 | LSI SAS Switch 1U Mounting Tray for SAS6160 & Installation Guide (LSI00270) | 409 | 398 | 390 | Заказ
10267 | LSI SAS Switch 6160, 16x SFF-8088), SAS2, 0.5U, (LSI00269) | 2344 | 2279 | 2236 | Заказ
1422 | LSI SATA RAID 300-8x, 8 Int. (8xSATA), SATA2, RAID 0/1/5/10/50, 128MB RAM, PCI-X | 180 | 170 | 165 | ++
Promise
8255 | Promise SAS/SATA FastTrak TX2650 2-ch, PCI-E x1, RAID 0,1,JBOD, LP | 99 | 98 | 95 | Заказ
914 | RAID Controller DPT PM3755U2-B-3U2-0M U2SCSI 3 channel 64 Bit | 10 | 60 | 60 | ++
Tekram & Areca
4547 | BBU Tekram (Areca) ARC6120 (Battery Backup Module) для ARC11xx, ARC12xx, ARC16xx -серий. Li ION | 70 | 70 | 70 | Заказ
8566 | Controller SAS Areca ARC1300-4i (PCI-E x4, LP) RTL | 226 | 219 | 215 | Заказ
8567 | Controller SAS Areca ARC1300-4x (PCI-E x4, LP, EXTERNAL) RTL | 231 | 225 | 221 | Заказ
8568 | Controller SAS RAID Areca ARC1212 (PCI-E x8, LP) RTL | 523 | 508 | 499 | Заказ
8569 | Controller SAS RAID Areca ARC1222 (PCI-E x8, LP) RTL | 693 | 674 | 662 | Заказ
8571 | Controller SAS RAID Areca ARC1680i (PCI-E x8, LP) RTL | 913 | 888 | 872 | Заказ
8573 | Controller SAS RAID Areca ARC1680ix-16 (PCI-E x8) RTL | 1276 | 1241 | 1218 | Заказ
8574 | Controller SAS RAID Areca ARC1680ix-24 (PCI-E x8 ) RTL | 1595 | 1552 | 1523 | Заказ
8572 | Controller SAS RAID Areca ARC1680ix-8 (PCI-E x8, LP) RTL | 985 | 958 | 940 | Заказ
8570 | Controller SAS RAID Areca ARC1680LP (PCI-E x8, LP) RTL | 913 | 888 | 872 | Заказ
570 | Controller SCSI Tekram DC-300B ISA ext. & internal connectors, BIOS. | 2 | 2 | 2 | +++
Корпуса и блоки питания SUPERMICRO
Case SuperMicro
15121 | Case Supermicro CSE-743TQ-903B; Tower/4U, 900W, 8*HDD SAS/SATA 3" | 498 | 484 | 476 | Заказ
15122 | Case Supermicro CSE-745TQ-R1K28B; Tower/4U, 1300W, Redundant, 8*HDD SAS/SATA 3" | 885 | 862 | 846 | Заказ
15123 | Case Supermicro CSE-747TQ-R1K28B; Tower/4U, 1300W, Redundant, 8*HDD SAS/SATA 3" | 1132 | 1102 | 1083 | Заказ
15124 | Case Supermicro CSE-813T-441CB; 1U, 440W, Redundant, 4*HDD SATA 3" | 336 | 328 | 322 | Заказ
15125 | Case Supermicro CSE-825TQ-R500WB; 2U, 500W, Redundant, 8*HDD SAS/SATA 3" | 695 | 677 | 665 | Заказ
6572 | Case Supermicro CSE-111T-560CB; 1U, 560W , 4x2.5" SAS / SATA Hotswap, 427*43*558мм, | 336 | 328 | 322 | Заказ
9622 | Case Supermicro CSE-111TQ-563CB (Black) 1U Rack Mount Case, 4x HS 2.5" SAS/SATA HDD tray, 563W | 331 | 322 | 316 | Заказ
14510 | Case Supermicro CSE-113MTQ-330CB (Black) 1U Rack Mount Case, 508mm, 8x HS 2.5" SAS/SATA HDD, 330W | 334 | 325 | 319 | Заказ
6574 | Case Supermicro CSE-113MTQ-560CB; 1U, 560W , 8x2.5" SAS / SATA Hotswap, 437*43*508мм, DVDROM | 455 | 443 | 435 | Заказ
9048 | Case Supermicro CSE-113MTQ-563CB; 1U, 560W , 8x2.5" SAS / SATA Hotswap, | 375 | 365 | 358 | Заказ
14093 | Case Supermicro CSE-113MTQ-R400CB; 1U, 2x400W , 8x2.5" SAS / SATA Hotswap, | 646 | 629 | 618 | +
8136 | Case Supermicro CSE-113TQ-560UB; 1U, 560W , 8x2.5" SAS / SATA Hotswap, | 452 | 440 | 433 | Заказ
9113 | Case Supermicro CSE-113TQ-563CB; 1U, 560W , 8x2.5" SAS / SATA Hotswap, | 411 | 401 | 393 | Заказ
9114 | Case Supermicro CSE-113TQ-563UB; 1U, 560W , 8x2.5" SAS / SATA Hotswap, | 413 | 402 | 395 | Заказ
17165 | Case Supermicro CSE-113TQ-600UB; 1U, 600W , 8x2.5" SAS / SATA Hotswap, 437*43*597мм, | 435 | 424 | 416 | ++++
6208 | Case Supermicro CSE-113TQ-700CB; 1U, 700W , 8x2.5" SAS / SATA Hotswap, 437*43*597мм, DVDROM | 554 | 540 | 530 | Заказ
6035 | Case Supermicro CSE-113TQ-700UB; 1U, 700W , 8x2.5" SAS / SATA Hotswap, 437*43*597мм, DVDROM | 556 | 541 | 531 | Заказ
6575 | Case Supermicro CSE-113TQ-R650CB; 1U, 650W , 8x2.5" SAS / SATA Hotswap, 437*43*597мм, DVDROM | 739 | 720 | 707 | Заказ
5958 | Case Supermicro CSE-113TQ-R650UB; 1U, 650W , 8x2.5" SAS / SATA Hotswap, 437*43*597мм, DVDROM | 736 | 717 | 704 | Заказ
14442 | Case Supermicro CSE-113TQ-R700CB; 1U, 700W , 8x2.5" SAS / SATA Hotswap, | 728 | 709 | 696 | Заказ
14443 | Case Supermicro CSE-113TQ-R700UB (Black) 1U Rack Mount Case, 8x HS 2.5" SAS/SATA HDD tray, 2x700W | 727 | 707 | 695 | Заказ
10481 | Case Supermicro CSE-116TQ-R700UB (Black), 1U, 10x Hot-swap 2.5" SAS/SATA HDD tray | 718 | 699 | 687 | Заказ
9049 | Case Supermicro CSE-118G-1400B (Black) 1U Rack Mount Case, 508mm, 1400W | 701 | 683 | 670 | Заказ
9115 | Case Supermicro CSE-119TQ-R700UB; 1U, 700W , 8x2.5" SAS / SATA Hotswap, | 736 | 717 | 704 | Заказ
6468 | Case Supermicro CSE-213A-R900LPB; 2U, 900W (1 + 1), 16x2.5" SAS / SATA Hotswap, 437*89*630мм, DVDROM | 957 | 932 | 915 | Заказ
6467 | Case Supermicro CSE-213A-R900UB; 2U, 900W (1 + 1), 16x2.5" SAS / SATA Hotswap, 437*89*630мм, DVDROM | 964 | 939 | 922 | Заказ
9624 | Case Supermicro CSE-213LT-563LPB (Black) 2U, 8x 2.5" HS SAS/SATA HDD tray, 563W | 450 | 438 | 430 | Заказ
9443 | Case Supermicro CSE-213LT-563UB (Black) 2U, 8x 2.5" HS SAS/SATA HDD tray, with UIO card, 563W | 457 | 445 | 437 | Заказ
9585 | Case Supermicro CSE-213LTQ-R720LPB (Black) 2U, 8x 2.5" HS SAS/SATA HDD tray, with LP card, 2*720W | 756 | 736 | 723 | Заказ
9551 | Case Supermicro CSE-213LTQ-R720UB (Black) 2U, 8x 2.5" HS SAS/SATA HDD tray, with UIO card, 2*720W | 763 | 743 | 730 | Заказ
6209 | Case Supermicro CSE-216A-R900LPB; 2U, 900W (1 + 1), 24x2.5" SAS / SATA Hotswap, 437*89*630мм, | 1067 | 1039 | 1020 | Заказ
6123 | Case Supermicro CSE-216A-R900UB; 2U, 900W (1 + 1), 24x2.5" SAS / SATA Hotswap, 437*89*630мм, | 1077 | 1049 | 1030 | Заказ
42269 | Case Supermicro CSE-216BA-R1K28LPB | 1281 | 1247 | 1225 | Заказ
42220 | Case Supermicro CSE-216BA-R920LPB - 2U, 920W Redundant, 24*HDD SAS/SATA 2.5" | 1131 | 1101 | 1081 | +
42273 | Case Supermicro CSE-216BE16-R1K28LPB | 1472 | 1433 | 1407 | Заказ
42221 | Case Supermicro CSE-216BE16-R920LPB | 1327 | 1292 | 1269 | Заказ
42271 | Case Supermicro CSE-216BE16-R920WB | 1330 | 1295 | 1272 | Заказ
11397 | Case Supermicro CSE-216E16-R1200LPB - "M" (Black) 2U, 24x2.5" SAS/SATA, 1xExpander, SAS-2, 2x1200W | 1360 | 1324 | 1300 | Заказ
9050 | Case Supermicro CSE-216E16-R1200LPB; 2U, 1200W , 24x2.5" SAS / SATA Hotswap, | 1335 | 1300 | 1276 | Заказ
9051 | Case Supermicro CSE-216E16-R1200UB; 2U, 1200W , 24x2.5" SAS / SATA Hotswap, | 959 | 934 | 917 | +++++
42464 | Case Supermicro CSE-216E16-R900LPB | 1270 | 1250 | 1200 | Заказ
42466 | Case Supermicro CSE-216E16-R900UB | 889 | 875 | 840 | +++++
8916 | Case Supermicro CSE-216E16-R920LPB | 1610 | 1570 | 1530 | Заказ
8917 | Case Supermicro CSE-216E16-R920UB | 1619 | 1578 | 1538 | Заказ
6469 | Case Supermicro CSE-216E2-R900UB; 2U, 900W (1 + 1), 24x2.5" SAS / SATA Hotswap, 437*89*630мм, | 505 | 492 | 483 | +++++
11398 | Case Supermicro CSE-216E26-R1200LPB - "M" (Black) 2U, 24x2.5" SAS/SATA, 2xExpander, SAS-2, 2x1200W | 1565 | 1524 | 1496 | +++++
9052 | Case Supermicro CSE-216E26-R1200LPB; 2U, 1200W , 24x2.5" SAS / SATA Hotswap, | 1538 | 1497 | 1470 | Заказ
9053 | Case Supermicro CSE-216E26-R1200UB; 2U, 1200W , 24x2.5" SAS / SATA Hotswap, | 1575 | 1533 | 1506 | Заказ
42465 | Case Supermicro CSE-216E26-R900LPB | 1375 | 1350 | 1300 | Заказ
42467 | Case Supermicro CSE-216E26-R900UB | 1375 | 1350 | 1300 | Заказ
8918 | Case Supermicro CSE-216E26-R920LPB | 1856 | 1810 | 1764 | Заказ
8701 | Case Supermicro CSE-217HQ-R1400B | 1138 | 1108 | 1088 | Заказ
14403 | Case Supermicro CSE-217HQ-R1620B | 1251 | 1218 | 1196 | Заказ
8702 | Case Supermicro CSE-219A-R920LPB; 2U, 920W , 16x2.5" SAS / SATA Hotswap, | 949 | 924 | 907 | Заказ
8703 | Case Supermicro CSE-219A-R920UB; 2U, 920W , 16x2.5" SAS / SATA Hotswap, | 932 | 907 | 891 | Заказ
9528 | Case Supermicro CSE-417E16-R1400LPB (Black) "M" ; 4U, 1400W, 72x2.5" SAS/SATA | 2415 | 2352 | 2310 | Заказ
11400 | Case Supermicro CSE-417E16-R1400LPB (Black); 4U, 1400W, 72x2.5" SAS/SATA | 2595 | 2527 | 2482 | Заказ
9529 | Case Supermicro CSE-417E16-R1400UB (Black) ; 4U, 1400W, 72x2.5" SAS/SATA | 2607 | 2538 | 2492 | Заказ
14404 | Case Supermicro CSE-417E16-RJBOD1 - (Black) 4U, 88x(48 front+40 rear) 2.5", 1xExp. SAS/SATA, 2x1400W | 3144 | 3061 | 3006 | Заказ
9530 | Case Supermicro CSE-417E26-R1400LPB (Black) ; 4U, 1400W, 72x2.5" SAS/SATA | 3192 | 3108 | 3052 | Заказ
9531 | Case Supermicro CSE-417E26-R1400UB (Black) ; 4U, 1400W, 72x2.5" SAS/SATA | 3203 | 3119 | 3063 | Заказ
15272 | Case Supermicro CSE-512-260B; 1U, 200W , 1x Fixed, 426*43*357мм, | 126 | 122 | 120 | Заказ
14726 | Case Supermicro CSE-512F-350B - 1U, 350W , 2x Fixed 3,5" Internal Drive Bays | 184 | 179 | 176 | Заказ
333 | Case Supermicro CSE-512L-260; 1U, 260W , 2x Fixed, 427*43*356мм, | 110 | 107 | 105 | Заказ
334 | Case Supermicro CSE-513L-260B; 1U, 260W , 1x Fixed, 427*43*356мм, | 123 | 120 | 118 | Заказ
335 | Case Supermicro CSE-513L-420; 1U, 420W , 2x Fixed, 427*43*356мм, | 208 | 202 | 199 | Заказ
5549 | Case Supermicro CSE-523L-520B; 2U, 520W , 2x Fixed, 437*89*368мм, | 259 | 252 | 247 | Заказ
10896 | Case Supermicro CSE-731D-300B; Mid-Tower, 300W , 4x Fixed, 184*362*425мм, | 132 | 128 | 126 | ++++
8482 | Case Supermicro CSE-731i-300B; Mid-Tower, 300W , 4x Fixed, 184*362*425мм, | 115 | 111 | 109 | Заказ
15120 | Case Supermicro CSE-732D4-903B; MidTower, 900W, 4*HDD SATA 3" | 267 | 260 | 255 | Заказ
340 | Case Supermicro CSE-733T-450B (Black) Mid tower Chassis, 4xSATA int +2x5" Bay | 520 | 496 | 471 | Заказ
7013 | Case Supermicro CSE-733TQ-665B - Mid-Tower, 4x3.5'' hot-swap SAS/SATA, 665W | 289 | 281 | 275 | +++++
15262 | Case Supermicro CSE-743i-465B (Black) Silent Tower/4U Rackmount Chassis, 8x3.5"+3x5" Bays, 465W | 266 | 259 | 254 | Заказ
17250 | Case Supermicro CSE-743TQ-1200B-SQ | 534 | 520 | 511 | +
8000 | Case Supermicro CSE-743TQ-865B (Black)("K") Tower/4U Rackm Chassis, 8x3.5"SAS/SATA+3x5" Bays,865W | 522 | 509 | 499 | Заказ
7879 | Case Supermicro CSE-743TQ-865B-SQ ("K") (Black) Tower/4U Rack Chassis, 8x3.5"SAS/SATA+3x5" Bays,865W | 439 | 427 | 420 | Заказ
11401 | Case Supermicro CSE-743TQ-865B-SQ ("M") (Black) Tower/4U Rack Chassis, 8x3.5"SAS/SATA+3x5" Bays,865W | 436 | 423 | 415 | +++++
8920 | Case Supermicro CSE-745TQ-1200B (Black) Tower/4U Rackmount Chassis, 8x3.5"SAS/SATA+3x5" Bays, 1200W | 602 | 586 | 576 | Заказ
11403 | Case Supermicro CSE-745TQ-800B (Black)("M") Tower/4U Rackm Chassis, 8x3.5"SAS/SATA+3x5" Bays,800W | 550 | 535 | 526 | Заказ
14861 | Case Supermicro CSE-745TQ-920B (M) - Tower/4U, 8x3.5"SAS/SATA HS + 3x5.25" Bays, 920W | 517 | 505 | 490 | +
8183 | Case Supermicro CSE-745TQ-R1200B; 4U, 2x1200W , | 796 | 775 | 761 | +++++
11402 | Case Supermicro CSE-745TQ-R800B (Black)("M") Tower/4U Rackm Chassis, 8x3.5"SAS/SATA+3x5" Bays,2x800W | 707 | 688 | 676 | Заказ
8922 | Case Supermicro CSE-745TQ-R920B (Black) Tower/4U Rackmount Chassis, 8x3.5"SAS/SATA+3x5" Bays, 2x920W | 748 | 728 | 715 | +++++
14860 | Case Supermicro CSE-745TQ-R920B (M) Tower/4U Rackmount Chassis, 8x3.5"SAS/SATA+3x5", 2x920W | 700 | 690 | 680 | +++++
8137 | Case Supermicro CSE-747TG-R1400B-SQ (Black) | 1038 | 1010 | 992 | Заказ
7781 | Case Supermicro CSE-747TQ-R1400B (Black) | 1057 | 1030 | 1011 | Заказ
14382 | Case Supermicro CSE-747TQ-R1620B | 1165 | 1134 | 1114 | Заказ
5460 | Case Supermicro CSE-748TQ-R1200B (Black) Tower/4U Rackmount Chassis, 5xSAS/SATA Bays, 2x1200W Red | 1018 | 991 | 973 | Заказ
8923 | Case Supermicro CSE-748TQ-R1400B; 4U, 1400W , | 997 | 970 | 953 | Заказ
15423 | Case Supermicro CSE-748TQ-R1K43B (Black) Tower/4U Rackmount Chassis, 5xSAS/SATA Bays, 2x1430W Red | 1124 | 1094 | 1075 | Заказ
15492 | Case Supermicro CSE-811TQ-350B; 1U, 350W | 267 | 260 | 255 | Заказ
406 | Case Supermicro CSE-812L-350; 1U, 350W , 3x Fixed, 427*43*650мм, | 60 | 60 | 60 | +
4024 | Case Supermicro CSE-812S-420CB Black 1U RackMount Case SuperMicro 420W, 3xSC | 60 | 60 | 60 | Заказ
8798 | Case Supermicro CSE-813MTQ-280C - 1U, 280W, 4xSAS/SATA Hotswap 3.5"HDD, 437*43*503мм | 320 | 311 | 306 | Заказ
14482 | Case Supermicro CSE-813MTQ-350CB - 1U, 350W, 4xSAS/SATA Hotswap 3.5"HDD, 437*43*503мм | 300 | 292 | 287 | ++
9054 | Case Supermicro CSE-813MTQ-600CB - 1U, 600W, 4xSAS/SATA Hotswap 3.5"HDD, 437*43*503мм | 317 | 308 | 303 | +
15313 | Case Supermicro CSE-813MTQ-R400CB - 1U, 2x400W, 4xSAS/SATA Hotswap 3.5"HDD, 437*43*503мм | 598 | 582 | 572 | +
17386 | Case Supermicro CSE-815TQ-560CB - (Black) 1U, 4x3.5" SAS/SATA, 560W | 383 | 373 | 366 | Заказ
9979 | Case Supermicro CSE-815TQ-563UB - 1U, 560W, 4xSAS/SATA Hotswap 3.5"HDD, UIO | 363 | 354 | 347 | Заказ
17391 | Case Supermicro CSE-815TQ-600WB - 1U, 4x 3.5" HS SAS/SATA HDD tray, WIO, 600W | 384 | 374 | 368 | Заказ
5987 | Case Supermicro CSE-815TQ-R650UB 1U, SAS/SATA, 2*650W | 694 | 676 | 664 | Заказ
17405 | Case Supermicro CSE-815TQ-R700WB - 1U, 4x 3.5" HS SAS/SATA HDD tray, WIO, 2x700W | 643 | 626 | 615 | Заказ
6929 | Case SuperMicro CSE-825TQ-560UB - (Black) 2U, 8x3.5" SAS/SATA, (for UIO Riser card), 560W | 519 | 505 | 496 | ++
11404 | Case SuperMicro CSE-825TQ-563LPB - "M" (Black) 2U, 8x3.5" SAS/SATA, 560W (80Plus Gold) | 431 | 418 | 410 | ++++
8925 | Case Supermicro CSE-825TQ-563LPB; 2U, 560W , | 425 | 414 | 390 | Заказ
11406 | Case SuperMicro CSE-825TQ-563UB - "M" (Black) 2U, 8x3.5" SAS/SATA,(for UIO Riser card), 560W | 441 | 429 | 422 | Заказ
8926 | Case Supermicro CSE-825TQ-563UB; 2U, 560W , | 434 | 423 | 415 | Заказ
17430 | Case SuperMicro CSE-825TQ-600LPB - 2U, 8x3.5" SAS/SATA, 600W | 454 | 442 | 434 | +
5506 | Case SuperMicro CSE-825TQ-710LPB (!!! DC 48V !!!) 2U, Case Supermicro, 8xSAS/SATA, SlimDVD, 710W | 701 | 683 | 670 | Заказ
6733 | Case SuperMicro CSE-825TQ-R700UB 2U, Case Supermicro, 8xSAS/SATA, SlimDVD, 2x700W | 734 | 714 | 701 | Заказ
8200 | Case Supermicro CSE-825TQ-R720LPB - 2U, 8x 3.5" HS SAS/SATA HDD tray, with LP card, 2*720W | 769 | 750 | 710 | Заказ
11405 | Case Supermicro CSE-825TQ-R720LPB ("M") - 2U, 8x 3.5" HS SAS/SATA HDD tray, with LP card, 2*720W | 703 | 684 | 672 | Заказ
8416 | Case Supermicro CSE-825TQ-R720UB - 2U, 8x 3.5" HS SAS/SATA HDD tray, with UIO card, 2*720W | 708 | 690 | 677 | +++++
15607 | Case Supermicro CSE-825TQ-R740LPB - 2U, 8x 3.5" HS SAS/SATA HDD tray, with LP card, 2*740W | 683 | 663 | 650 | +++++
7621 | Case Supermicro CSE-826A-R1200LPB; 2U, 1200W (1 + 1), 12xSAS / SATA Hotswap, 437*89*648мм, | 1077 | 1049 | 1030 | Заказ
7622 | Case Supermicro CSE-826A-R1200UB; 2U, 1200W , | 1084 | 1056 | 1037 | Заказ
15127 | Case Supermicro CSE-826BA-R1K28LPB; 2U, 1300W, Redundant, 12*HDD SAS/SATA 3", LP | 1214 | 1182 | 1161 | Заказ
15126 | Case Supermicro CSE-826BA-R920LPB; 2U, 920W, Redundant, 12*HDD SAS/SATA 3", LP | 1045 | 1017 | 999 | Заказ
15129 | Case Supermicro CSE-826BE16-R1K28LPB; 2U, 1300W, Redundant, 12*HDD SAS/SATA 3", 1Ch Expander SAS2, | 1301 | 1266 | 1243 | Заказ
15128 | Case Supermicro CSE-826BE16-R920LPB; 2U, 920W, Redundant, 12*HDD SAS/SATA 3", 1Ch Expander SAS2, LP | 1129 | 1100 | 1080 | +
15131 | Case Supermicro CSE-826BE26-R1K28LPB; 2U, 1300W, Redundant, 12*HDD SAS/SATA 3", 2Ch Expander SAS2, | 1428 | 1390 | 1365 | Заказ
15130 | Case Supermicro CSE-826BE26-R920LPB; 2U, 920W, Redundant, 12*HDD SAS/SATA 3", 2Ch Expander SAS2, LP | 1252 | 1219 | 1198 | Заказ
9388 | Case Supermicro CSE-826E16-R1200LPB - 2U, 2x1200W, 12x3.5" SAS/SATA HDD | 1168 | 1137 | 1116 | Заказ
9389 | Case Supermicro CSE-826E16-R1200UB; 2U, 1200W , 12x3.5" | 1176 | 1145 | 1125 | Заказ
9390 | Case Supermicro CSE-826E26-R1200LPB; 2U, 1200W , 12x3.5" | 1285 | 1251 | 1229 | Заказ
9391 | Case Supermicro CSE-826E26-R1200UB; 2U, 1200W , | 1292 | 1258 | 1235 | Заказ
5052 | Case SuperMicro CSE-826TQ-R800LPB - 2U, 12xSAS/SATA, 2x800W | 867 | 823 | 808 | Заказ
7886 | Case SuperMicro CSE-826TQ-R800LPB ("K") - 2U, 12xSAS/SATA, 2x800W | 843 | 820 | 806 | Заказ
6038 | Case Supermicro CSE-828TQ-R1000LPB - (Black) 2U for MP CPU, 6x3.5" SAS/SATA, 2x1000W | 912 | 888 | 872 | Заказ
5352 | Case Supermicro CSE-828TQ-R1200LPB; 2U, 1200W (1 + 1), 6xSAS / SATA Hotswap, 437*89*709мм, | 1022 | 995 | 977 | Заказ
8402 | Case Supermicro CSE-828TQ-R1400LPB - (Black) 2U for MP CPU, 6x3.5" SAS/SATA, 2x1400W | 963 | 937 | 920 | Заказ
15427 | Case Supermicro CSE-828TQ-R1K43LPB; 2U, 1430W (1 + 1), 6xSAS / SATA Hotswap, 437*89*709мм, | 1073 | 1045 | 1026 | Заказ
9950 | Case SuperMicro CSE-828TQ+-R1400LPB 2U, 6xSAS/SATA, SlimDVD, 2x1400W | 971 | 946 | 929 | Заказ
8704 | Case Supermicro CSE-829TQ-R920LPB; 2U, 920W , | 820 | 798 | 784 | Заказ
8705 | Case Supermicro CSE-829TQ-R920UB; 2U, 920W , | 821 | 800 | 785 | Заказ
5455 | Case Supermicro CSE-835TQ-R800B - 3U, 2x800W, 8xSAS/SATA Hotswap 3.5"HDD, 450*132*650мм, DVD | 852 | 830 | 815 | Заказ
9310 | Case Supermicro CSE-835TQ-R920B - 3U, 2x920W, 8xSAS/SATA Hotswap 3.5"HDD, 450*132*650мм | 893 | 870 | 854 | +++++
9864 | Case Supermicro CSE-836A-R1200B; 3U, 1200W (1 + 1), 16xSAS / SATA Hotswap, 437*132*648мм, | 1203 | 1171 | 1150 | Заказ
15132 | Case Supermicro CSE-836BA-R1K28B; 3U, 1300W, Redundant, 16*HDD SAS/SATA 3" | 1326 | 1291 | 1268 | Заказ
17452 | Case Supermicro CSE-836BA-R920B - 3U, 16xSAS/SATA, 2x920W | 1141 | 1111 | 1091 | Заказ
15133 | Case Supermicro CSE-836BE16-R1K28B; 3U, 1300W, Redundant, 16*HDD SAS/SATA 3", 1Ch Expander SAS2 | 1391 | 1352 | 1325 | +++++
15176 | Case Supermicro CSE-836BE16-R920B; 3U, 920W, Redundant, 16*HDD SAS/SATA 3", 1Ch Expander SAS2 | 1289 | 1255 | 1233 | Заказ
15134 | Case Supermicro CSE-836BE26-R1K28B; 3U, 1300W, Redundant, 16*HDD SAS/SATA 3", 2Ch Expander SAS2 | 1610 | 1568 | 1539 | Заказ
17453 | Case Supermicro CSE-836BE26-R920B; 3U, 920W, Redundant, 16*HDD SAS/SATA 3", 2Ch Expander SAS2 | 1421 | 1383 | 1358 | Заказ
11408 | Case Supermicro CSE-836E16-R1200B "M" 3U Rackmount Chassis, 2x1200W | 1312 | 1277 | 1254 | Заказ
8927 | Case Supermicro CSE-836E16-R1200B; 3U, 1200W , 16x3.5" | 1299 | 1265 | 1242 | Заказ
17456 | Case Supermicro CSE-836E16-R500B; 3U, 2x500W , 16x3.5" | 1161 | 1130 | 1110 | Заказ
8928 | Case Supermicro CSE-836E26-R1200B; 3U, 1200W , 16x3.5" | 1469 | 1430 | 1404 | Заказ
11407 | Case Supermicro CSE-836TQ-R800B (Black)("M") 3U, 16xSAS/SATA 2x800W | 1061 | 1030 | 1010 | +++++
8001 | Case Supermicro CSE-836TQ-R800B; 3U, 800W (1 + 1), 16xSAS / SATA Hotswap, 450*132*648мм, DVDROM | 1122 | 1093 | 1073 | Заказ
9948 | Case Supermicro CSE-837E16-RJBOD1 - (Black) 3U, 28x(16 front+12 rear), 1xExpander sup.SAS-2, 2x1620W | 1913 | 1862 | 1829 | Заказ
9949 | Case Supermicro CSE-837E26-RJBOD1 - (Black) 3U, 28x(16 front+12 rear), 2xExpander sup.SAS-2, 2x1620W | 2088 | 2033 | 1996 | Заказ
9417 | Case Supermicro CSE-846A-R1200B; 4U, 1200W (1 + 1), 24xSAS / SATA Hotswap, 437*178*660мм, | 1426 | 1389 | 1364 | Заказ
6930 | Case Supermicro CSE-846A-R900B - (Black) 4U, 24x3.5" SAS/SATA, 6xSFF8087(iPASS), 2x900W | 1317 | 1283 | 1260 | Заказ
15135 | Case Supermicro CSE-846BA-R1K28B - 4U, 1280W Redundant, 24*HDD SAS/SATA 3.5" | 1496 | 1456 | 1430 | Заказ
17466 | Case Supermicro CSE-846BA-R920B - 4U, 920W Redundant, 24*HDD SAS/SATA 3.5" | 1354 | 1319 | 1295 | Заказ
15136 | Case Supermicro CSE-846BE16-R1K28B; 4U, 1300W, Redundant, 24*HDD SAS/SATA 3", 1Ch Expander SAS2 | 1637 | 1594 | 1565 | +++++
16122 | Case Supermicro CSE-846BE16-R920B; 4U, 920W, Redundant, 24*HDD SAS/SATA 3", 1Ch Expander SAS2 | 1442 | 1404 | 1379 | Заказ
15137 | Case Supermicro CSE-846BE26-R1K28B; 4U, 1300W, Redundant, 24*HDD SAS/SATA 3", 2Ch Expander SA | 1794 | 1747 | 1715 | Заказ
17467 | Case Supermicro CSE-846BE26-R920B; 4U, 920W, Redundant, 24*HDD SAS/SATA 3", 2Ch Expander SAS2 | 1597 | 1555 | 1527 | Заказ
9058 | Case Supermicro CSE-846E16-R1200B - (Black) 4U, 24x3.5" HS HDD, 1xExpander, SAS-2, 2x1200W | 1534 | 1493 | 1466 | Заказ
9059 | Case Supermicro CSE-846E26-R1200B; 4U, 1200W , 24x3.5" | 1692 | 1648 | 1618 | Заказ
7789 | Case Supermicro CSE-846TQ-R1200B; 4U, 1200W , | 1336 | 1301 | 1277 | Заказ
8403 | Case Supermicro CSE-847A-R1400LPB; 4U, 1400W , | 1754 | 1708 | 1677 | Заказ
8404 | Case Supermicro CSE-847A-R1400UB; 4U, 1400W , | 1770 | 1723 | 1692 | Заказ
8706 | Case Supermicro CSE-847E16-R1400LPB - (Black) 4U, 36x(24 front+12 rear) 1xExpander, SAS-2, 2x1400W | 1982 | 1929 | 1895 | Заказ
8707 | Case Supermicro CSE-847E16-R1400UB | 1932 | 1882 | 1848 | Заказ
15428 | Case Supermicro CSE-847E16-R1K28JBOD; 4U, 1280W, Redundant, 45*HDD SAS/SATA 3", 1Ch Expander | 2299 | 2238 | 2198 | Заказ
15138 | Case Supermicro CSE-847E16-R1K28LPB; 4U, 1300W, Redundant, 36*HDD SAS/SATA 3", 1Ch Expander S | 2003 | 1950 | 1915 | +
15139 | Case Supermicro CSE-847E16-R1K28UB; 4U, 1300W, Redundant, 36*HDD SAS/SATA 3", 1Ch Expander SA | 2060 | 2005 | 1969 | Заказ
9116 | Case Supermicro CSE-847E16-RJBOD1 - (Black) 4U, 45x(24 front+21 rear), 1xExpander sup.SAS-2, 2x1400W | 2211 | 2153 | 2114 | Заказ
8708 | Case Supermicro CSE-847E26-R1400LPB - (Black) 4U, 36x(24 front+12 rear) 2xExpander, SAS-2, 2x1400W | 2197 | 2139 | 2100 | Заказ
8709 | Case Supermicro CSE-847E26-R1400UB - (Black) 4U, 36x(24 front+12 rear) 2xExp., SAS-2, 2x1400W (UIO) | 2215 | 2157 | 2118 | Заказ
15429 | Case Supermicro CSE-847E26-R1K28JBOD; Tower/4U, 1280W, Redundant, 45*HDD SAS/SATA 3", 2Ch Expander | 2607 | 2538 | 2492 | Заказ
15140 | Case Supermicro CSE-847E26-R1K28LPB; Tower/4U, 1300W, Redundant, 36*HDD SAS/SATA 3", 2Ch Expander S | 2280 | 2220 | 2180 | Заказ
15141 | Case Supermicro CSE-847E26-R1K28UB; Tower/4U, 1300W, Redundant, 36*HDD SAS/SATA 3", 2Ch Expander SA | 2328 | 2267 | 2226 | Заказ
9117 | Case Supermicro CSE-847E26-RJBOD1 - (Black) 4U, 45x(24 front+21 rear), 2xExpander sup.SAS-2, 2x1400W | 2525 | 2458 | 2414 | Заказ
6931 | Case Supermicro CSE-848A-R1800B - (Black) 4U for MP CPU, 24x3.5" SAS/SATA, 6xSFF8087(iPASS), 3x900W | 2289 | 2228 | 2188 | Заказ
42582 | Case Supermicro CSE-848A-R1K62B - (Black) 4U for MP CPU, 24x3.5" SAS/SATA, 6xSFF8087(iPASS), 2x1620W | 2010 | 1957 | 1922 | Заказ
5453 | Case Supermicro CSE-936A-R900B; 3U, 900W (1 + 1), 16xSAS / SATA Hotswap, 437*132*648мм, | 1104 | 1075 | 1056 | Заказ
479 | Case Supermicro CSE-942i-650B (Black) Tower/4U Rackmount Chassis, 9x5" Bays | 340 | 321 | 313 | +
17175 | CSE-213A-R740WB | 888 | 864 | 849 | Заказ
17188 | CSE-512-200B | 131 | 128 | 126 | Заказ
17408 | CSE-818TQ+-1000 | 635 | 618 | 607 | Заказ
17434 | CSE-825TQ-R740UB | 731 | 712 | 699 | Заказ
17435 | CSE-825TQ-R740WB | 736 | 717 | 704 | Заказ
Case SuperMicro Options
8232 | BKT-0023L Heat Sink Bracket for 1U passive heat sink (LGA 1366 socket) | 3 | 3 | 3 | Заказ
17650 | BKT-0048l-B2 - Heat Sink Bracket for Active heat sink (LGA1356, E5-24** family) | 3 | 3 | 3 | +
10446 | BPN-ADP-4SATA | 25 | 24 | 23 | +
17545 | BPN-SAS-213A | 265 | 256 | 254 | Заказ
17546 | BPN-SAS-213EL1 | 516 | 498 | 494 | Заказ
17547 | BPN-SAS-216A | 295 | 285 | 282 | Заказ
17548 | BPN-SAS-216EL1 | 641 | 619 | 614 | Заказ
42468 | BPN-SAS-216EL2 | 320 | 310 | 300 | +++++
17551 | BPN-SAS-217HQ | 280 | 271 | 268 | Заказ
17552 | BPN-SAS-510T | 25 | 24 | 24 | Заказ
10450 | BPN-SAS-747TQ | 115 | 111 | 110 | Заказ
10449 | BPN-SAS-808 | 43 | 41 | 41 | +
17553 | BPN-SAS-809T | 46 | 44 | 44 | Заказ
10448 | BPN-SAS-809TQ | 72 | 70 | 69 | +
17554 | BPN-SAS-818A | 76 | 74 | 73 | Заказ
10264 | BPN-SAS-818TQ 1U, SAS Backplane, x3 3.5” HDD , SATA connectors, SC818's | 63 | 61 | 60 | Заказ
17555 | BPN-SAS-826TQ | 147 | 142 | 141 | Заказ
9277 | BPN-SAS-827B | 199 | 192 | 191 | +
17556 | BPN-SAS-836A | 310 | 299 | 296 | Заказ
14052 | BPN-SAS-836EL1 - 3U, SAS/SATA Backplane (with single LSI SASX28 Expander Chip), SC836's | 450 | 434 | 430 | Заказ
5182 | BPN-SAS-836TQ 3U, SAS Backplane (w/ AMI 9072), SC836's | 236 | 228 | 226 | Заказ
17557 | BPN-SAS-846A | 442 | 427 | 423 | Заказ
17558 | BPN-SAS-846EL1 | 590 | 570 | 564 | Заказ
17559 | BPN-SAS-846EL2 | 885 | 854 | 847 | Заказ
17560 | BPN-SAS-933EL2 | 663 | 641 | 635 | Заказ
17561 | BPN-SAS-936A | 243 | 235 | 233 | Заказ
17562 | BPN-SAS-936EL1 | 545 | 527 | 522 | Заказ
17563 | BPN-SAS-936EL2 | 820 | 792 | 785 | Заказ
17564 | BPN-SAS-937EL2 | 383 | 370 | 367 | Заказ
17549 | BPN-SAS2-216EL1 | 641 | 619 | 614 | +++++
17550 | BPN-SAS2-216EL2 | 1010 | 975 | 967 | Заказ
9275 | BPN-SAS2-826EL1 | 422 | 407 | 404 | Заказ
9276 | BPN-SAS2-826EL2 | 590 | 570 | 564 | Заказ
14904 | BPN-SAS2-846EL1 - 4U SAS/SATA Expander Backplane with single LSI SAS2X36 Expander Chip | 556 | 545 | 530 | Заказ
16483 | CBL-0010-LP | 3 | 3 | 3 | Заказ
14784 | CBL-0010L - COM Port DTK (Serial Port) Cable, 9-pin, Pb-free | 2 | 2 | 2 | Заказ
16484 | CBL-0022L | 2 | 2 | 2 | Заказ
16485 | CBL-0029L | 35 | 34 | 33 | Заказ
16486 | CBL-0041L - Cable USB 2.0, 4-port w / Bracket, Pb-free | 6 | 6 | 6 | Заказ
16487 | CBL-0042L | 7 | 7 | 7 | Заказ
16488 | CBL-0043L | 13 | 13 | 13 | Заказ
16489 | CBL-0044L | 3 | 2 | 2 | Заказ
16490 | CBL-0046 | 71 | 68 | 68 | Заказ
16491 | CBL-0049L | 3 | 3 | 3 | Заказ
16492 | CBL-0051L | 3 | 3 | 3 | Заказ
16493 | CBL-0056L | 3 | 3 | 3 | Заказ
10442 | CBL-0058L Serial ATA Cable | 3 | 3 | 3 | +++++
16494 | CBL-0059L | 6 | 6 | 6 | Заказ
16495 | CBL-0060L | 4 | 4 | 4 | Заказ
16496 | CBL-0064L Fan Power Extension Cord, 3-pin to 3-pin, 23cm, Pb-free, 26AWG | 3 | 2 | 2 | +++++
16497 | CBL-0065L | 3 | 2 | 2 | Заказ
16498 | CBL-0067 | 4 | 4 | 4 | Заказ
16499 | CBL-0068L - Front Panel Split Cable | 5 | 4 | 4 | Заказ
16500 | CBL-0071L | 5 | 5 | 5 | Заказ
16501 | CBL-0074L | 3 | 3 | 3 | Заказ
16502 | CBL-0077L | 4 | 4 | 4 | Заказ
16503 | CBL-0078 | 4 | 4 | 4 | Заказ
10457 | CBL-0080L 1x 4-pin to 1x SATA Power Cable | 3 | 3 | 3 | Заказ
16504 | CBL-0081L | 4 | 4 | 4 | Заказ
16505 | CBL-0082L | 5 | 5 | 5 | Заказ
16506 | CBL-0083L 15.7" USB 2.0 2-PORT W/KEY | 3 | 3 | 3 | Заказ
16507 | CBL-0084L - Front Panel Switch Cable (Split), 16-pin, 15cm | 4 | 4 | 4 | Заказ
16508 | CBL-0097L-02 - Cable SAS iPASS SFF-8087 - 4x SATA 0,5m (Mini-SASx4 - 4xSATA) + SideBand | 20 | 20 | 19 | +
16509 | CBL-0099 | 4 | 4 | 4 | Заказ
16510 | CBL-0110L-02 | 17 | 16 | 16 | Заказ
16511 | CBL-0116L - Cable SAS iPASS 4x SATA - SFF-8087 0.5m (4xSATA - Mini-SAS) crossover | 12 | 11 | 11 | Заказ
16512 | CBL-0118L-02 | 15 | 15 | 15 | Заказ
14260 | CBL-0119L-02 - Cable SAS 13cm IPASS to 4-SATA | 15 | 15 | 15 | Заказ
16513 | CBL-0122L | 7 | 7 | 6 | Заказ
16514 | CBL-0123 | 3 | 3 | 3 | Заказ
16515 | CBL-0134L | 5 | 5 | 5 | Заказ
16516 | CBL-0139L | 4 | 4 | 4 | Заказ
16517 | CBL-0140L | 5 | 5 | 5 | Заказ
16518 | CBL-0143L | 5 | 5 | 5 | Заказ
16519 | CBL-0151L | 4 | 4 | 4 | Заказ
10460 | CBL-0153L Power cable (Переходник питания для видеокарты 6 pin - 2*4 pin 5.25") | 5 | 5 | 5 | +++++
16520 | CBL-0155L | 5 | 5 | 5 | Заказ
16521 | CBL-0157L | 4 | 4 | 4 | Заказ
16522 | CBL-0157L-01 | 5 | 5 | 5 | Заказ
16523 | CBL-0160L | 4 | 4 | 4 | Заказ
9572 | CBL-0168L-LP Backplane Cable (Internal) SAS Dual Рort Assembly (SFF-8087 to SFF-8088 x2) 68/76cm | 60 | 58 | 58 | ++++
16524 | CBL-0173L | 7 | 7 | 6 | Заказ
16525 | CBL-0175L-01 | 20 | 20 | 19 | Заказ
16526 | CBL-0178L | 3 | 3 | 3 | Заказ
16527 | CBL-0179L | 3 | 2 | 2 | Заказ
16528 | CBL-0181L | 3 | 3 | 3 | Заказ
16529 | CBL-0182L | 3 | 3 | 3 | Заказ
16530 | CBL-0186L | 17 | 16 | 16 | Заказ
16531 | CBL-0190L | 8 | 8 | 8 | Заказ
16532 | CBL-0201L | 8 | 8 | 8 | Заказ
16533 | CBL-0205L | 4 | 4 | 4 | Заказ
16534 | CBL-0206L | 4 | 4 | 4 | Заказ
16535 | CBL-0209L | 4 | 4 | 4 | Заказ
16536 | CBL-0211L | 6 | 6 | 6 | Заказ
16537 | CBL-0214L | 4 | 4 | 4 | Заказ
16538 | CBL-0216L | 3 | 2 | 2 | Заказ
16539 | CBL-0220L | 5 | 5 | 5 | Заказ
16540 | CBL-0226L | 4 | 4 | 4 | Заказ
16541 | CBL-0227L | 4 | 4 | 4 | Заказ
16542 | CBL-0228L | 4 | 4 | 4 | Заказ
16543 | CBL-0230L | 4 | 4 | 4 | Заказ
16544 | CBL-0234L | 5 | 5 | 5 | Заказ
17573 | CBL-0238L | 10 | 10 | 9 | Заказ
17574 | CBL-0239L | 10 | 10 | 9 | Заказ
17575 | CBL-0240L | 12 | 11 | 11 | Заказ
17576 | CBL-0241L | 12 | 11 | 11 | Заказ
17577 | CBL-0242L | 40 | 39 | 38 | Заказ
17578 | CBL-0243L | 32 | 32 | 31 | Заказ
17579 | CBL-0244L | 24 | 24 | 23 | Заказ
17580 | CBL-0245L | 26 | 25 | 25 | Заказ
17581 | CBL-0246L | 48 | 47 | 46 | Заказ
17582 | CBL-0247L | 23 | 22 | 22 | Заказ
17583 | CBL-0248L | 18 | 18 | 17 | Заказ
16545 | CBL-0261L | 4 | 4 | 4 | Заказ
16546 | CBL-0262L | 5 | 5 | 5 | Заказ
16547 | CBL-0263L | 5 | 5 | 5 | Заказ
16548 | CBL-0278L | 13 | 13 | 13 | Заказ
16549 | CBL-0279L | 5 | 5 | 5 | Заказ
9978 | CBL-0281L - Cable SAS IPASS (SFF-8087) to IPASS (SFF-8087) 75cm, PB Free | 17 | 16 | 16 | ++++
16550 | CBL-0282L | 13 | 13 | 13 | Заказ
16551 | CBL-0286L | 4 | 4 | 4 | Заказ
14248 | CBL-0287L - Cable SAS 43/43/33/33cm, IPASS TO 4 SATA RA, W/ SB,PBF | 13 | 13 | 13 | Заказ
10456 | CBL-0288L - Cable SAS IPASS (SFF-8087) to 4 SATA (угловые) 70/60/50/50 CM RA, W/ SB,PBF | 17 | 16 | 16 | Заказ
10458 | CBL-0289L - 1x 4-pin to 2x SATA Power Cable | 4 | 4 | 4 | Заказ
16552 | CBL-0295L | 4 | 4 | 4 | Заказ
16553 | CBL-0300L | 6 | 6 | 6 | Заказ
10811 | CBL-0306L - Front Control Cable (Round), 16-pin to 16-pin, 51cm, Pb-free | 4 | 4 | 4 | +++++
16554 | CBL-0308L | 6 | 6 | 6 | Заказ
16555 | CBL-0316L | 7 | 7 | 6 | Заказ
16556 | CBL-0317L | 5 | 5 | 5 | Заказ
16557 | CBL-0318L | 4 | 4 | 4 | Заказ
16558 | CBL-0319L | 3 | 2 | 2 | Заказ
16559 | CBL-0320L | 3 | 3 | 3 | Заказ
16560 | CBL-0321L | 3 | 3 | 3 | Заказ
16561 | CBL-0322L | 4 | 4 | 4 | Заказ
16562 | CBL-0323L | 3 | 3 | 3 | Заказ
16563 | CBL-0324L | 103 | 100 | 99 | Заказ
14091 | CBL-0325L - Cable Infiniband 2m QSFP to QSFP QDR | 86 | 83 | 82 | Заказ
16564 | CBL-0326L | 3 | 2 | 2 | Заказ
16565 | CBL-0333L | 6 | 6 | 6 | Заказ
16566 | CBL-0335L | 4 | 4 | 4 | Заказ
16567 | CBL-0336L | 3 | 3 | 3 | Заказ
16568 | CBL-0337L | 7 | 7 | 6 | Заказ
16569 | CBL-0338L | 5 | 5 | 5 | Заказ
16570 | CBL-0343L - Cable SAS IPASS (SFF-8087) to 4xSATA (прямые) 76/66/54/45 cm, w/64cm SB, S | 16 | 16 | 15 | +++++
10207 | CBL-0347L 1M 10GbE SFP+ TO SFP+ PASSIVE M-M 24AWG | 37 | 35 | 35 | ++
10206 | CBL-0348L 3M 10GbE SFP+ TO SFP+ PASSIVE M-M 24AWG | 88 | 85 | 85 | +++++
10205 | CBL-0349L 5M 10GbE SFP+ TO SFP+ PASSIVE M-M 24AWG | 118 | 114 | 113 | +++++
16571 | CBL-0350L | 13 | 13 | 13 | Заказ
9862 | CBL-0351L - Cable SAS 85cm 1-port ext IPASS (SFF-8087) to int IPASS (SFF-8088) | 51 | 49 | 49 | +++++
16572 | CBL-0351L-LP - Cable SAS 85cm 1-port ext IPASS (SFF-8087) to int IPASS (SFF-8088) low Profile | 49 | 47 | 47 | Заказ
9861 | CBL-0352L - Cable SAS 85cm 2-port ext IPASS (SFF-8087) to int IPASS (SFF-8088) | 65 | 62 | 62 | Заказ
15233 | CBL-0352L-LP - Cable SAS 85cm 2-port ext IPASS (SFF-8087) to int IPASS (SFF-8088) | 65 | 62 | 62 | Заказ
16573 | CBL-036L-03 | 3 | 3 | 3 | Заказ
16574 | CBL-0387L | 13 | 13 | 13 | Заказ
14332 | CBL-0388L - Cable SAS IPASS (SFF-8087) to 4xSATA RA 70/70/90/90CM W/ SB | 17 | 16 | 16 | +++++
6462 | CDM-PSATA Slim CD/DVD-ROM IDE to SATA Adapter | 17 | 16 | 16 | +++++
8786 | CDM-USATA-G-O-P - mini-SATA to USB adapter for slim DVD (+ opt. cable CBL-0341L) | 16 | 15 | 14 | +++++
7024 | CSE-PT-813-PD520 1U Power Distributor Backplane | 22 | 21 | 20 | ++
16577 | CSE-PT0110 | 22 | 21 | 21 | Заказ
16578 | CSE-PT0112 | 10 | 10 | 10 | Заказ
4126 | CSE-PT0113 Air Shroud, SC811-260 (AMD UP System) | 18 | 17 | 17 | Заказ
16579 | CSE-PT0118 | 10 | 10 | 10 | Заказ
16580 | CSE-PT0130L - Dummy Power Cover | 8 | 8 | 8 | Заказ
16581 | CSE-PT16L-BOEM | 13 | 13 | 13 | Заказ
16582 | CSE-PT17L-B | 17 | 16 | 16 | Заказ
735 | CSE-PT17L-B0 - 3.5" Hard Drive Carrier Tray Caddy (Black) for Case 743/745 series | 17 | 16 | 16 | ++
16583 | CSE-PT18 | 17 | 16 | 16 | Заказ
736 | CSE-PT21L - The Low-Profile kit for SC822x | 20 | 19 | 18 | Заказ
737 | CSE-PT22 - Riser Card kit for SC822x (Rear Riser plane+Riser card carrier) | 3 | 3 | 3 | +++++
739 | CSE-PT26-B0 Black Rackmount Mounting Rails for SCE-742, 743, 942 | 46 | 43 | 43 | Заказ
740 | CSE-PT26-B0 Black Rackmount Mounting Rails for SCE-742, 743, 942 | 46 | 43 | 43 | Заказ
4387 | CSE-PT26L-B - Rackmount Mounting Rails for SCE-742, 743, 745, 942 (Black) | 70 | 69 | 68 | +++++
4681 | CSE-PT26L-B - Rackmount Mounting Rails for SCE-742, 743, 745, 942 (White) | 46 | 44 | 44 | Заказ
5524 | CSE-PT29 - 2 Ports Front USB Kit | 8 | 8 | 8 | +++++
7025 | CSE-PT33-20 1U Power Distributor Backplane | 20 | 20 | 20 | +++++
16585 | CSE-PT34L | 28 | 27 | 27 | Заказ
16586 | CSE-PT36 | 8 | 8 | 8 | Заказ
16587 | CSE-PT36-BOEM | 8 | 8 | 8 | Заказ
745 | CSE-PT39B | 12 | 11 | 10 | +
16588 | CSE-PT39L | 10 | 10 | 10 | Заказ
10255 | CSE-PT39L-B0 1U/3U, Black SCA H. Drive Carrier, SC733's, SC813's, PB Free | 10 | 10 | 10 | +++++
16589 | CSE-PT40L | 17 | 16 | 16 | Заказ
4682 | CSE-PT40L-B0 Black Front USB and COM tray | 17 | 16 | 16 | +++
16590 | CSE-PT41L-BOEM | 7 | 7 | 6 | Заказ
16591 | CSE-PT42 | 10 | 10 | 10 | Заказ
16592 | CSE-PT53L | 3 | 3 | 3 | Заказ
16593 | CSE-PT55L | 7 | 7 | 6 | Заказ
16594 | CSE-PT56 | 5 | 5 | 5 | Заказ
16595 | CSE-PT66 | 5 | 5 | 5 | Заказ
16597 | CSE-PT70L | 6 | 6 | 6 | Заказ
16596 | CSE-PT73L | 8 | 8 | 8 | Заказ
6884 | CSE-PT816-PDS20 1U Power Distributor Backplane | 65 | 62 | 59 | +
4139 | CSE-PT82 Plastic Air Shroud, SC812/813 & AMD systems | 8 | 8 | 8 | +++++
4386 | CSE-PT8L 1U, Mounting Rails & Kits, 5012BE, 5013G6/GM/Gi/S8/Si, 6015V | 35 | 34 | 33 | Заказ
8021 | CSE-PT92L - Slim IDE CD/DVD/DVR kit (include backplane, cable) | 13 | 13 | 13 | +++++
16598 | CSE-PT93L | 2 | 2 | 2 | Заказ
16599 | CSE-PT93L-B | 2 | 2 | 2 | Заказ
16600 | CSE-PT94L | 2 | 2 | 2 | Заказ
16601 | CSE-PT94L-B | 2 | 2 | 2 | Заказ
16602 | CSE-PT95 | 10 | 10 | 10 | Заказ
16603 | CSE-PT97 | 10 | 10 | 10 | Заказ
16605 | CSE-PTFB-812 | 13 | 13 | 13 | Заказ
754 | CSE-PTFB-812B for SC812 Black Front Bezel w/ Lock and Filter | 13 | 13 | 13 | Заказ
755 | CSE-PTFB-813 for SC813 Front Bezel w/ Lock and Filter | 13 | 13 | 13 | Заказ
16606 | CSE-PTFB-813-02 | 13 | 13 | 13 | Заказ
16607 | CSE-PTFB-813-02B | 13 | 13 | 13 | Заказ
16604 | CSE-PTFB-813B | 13 | 13 | 13 | Заказ
756 | CSE-PTFB-813B for SC813 Black Front Bezel w/ Lock and Filter | 17 | 16 | 16 | Заказ
16608 | CSE-PTFB-813L | 13 | 13 | 13 | Заказ
15967 | CSE-PTFB-813LB for SC813 Black Front Bezel w/ Lock and Filter | 13 | 13 | 13 | Заказ
16609 | CSE-PTFB-814-01 | 13 | 13 | 13 | Заказ
16610 | CSE-PTFB-814-01B | 13 | 13 | 13 | Заказ
16611 | CSE-PTFB-814-02 | 13 | 13 | 13 | Заказ
6729 | CSE-PTFB-814-02B 1U, SC814 Front Bezel w/ 3 Horizontal Slits w/o Logo | 13 | 13 | 13 | ++
16612 | CSE-PTFB-820 | 27 | 26 | 26 | Заказ
11374 | CSE-PTFB-820B for SC822/SC823 Black Front Bezel w/ Lock and Filter | 27 | 26 | 26 | Заказ
757 | CSE-PTJBOD-CB1 - Power Control Card for one Backplane | 33 | 32 | 32 | +++++
9860 | CSE-PTJBOD-CB2 - Power Control Card for two Backplane | 50 | 47 | 45 | +++++
8544 | CSE-SAS-733TQ - 4U/Tower, SAS Backplane, SC733's | 72 | 70 | 69 | Заказ
17566 | CSE-SAS-810TQ | 57 | 55 | 54 | Заказ
17567 | CSE-SAS-813TQ | 63 | 61 | 60 | Заказ
17568 | CSE-SAS-833TQ | 118 | 114 | 113 | Заказ
17569 | CSE-SATA-733 | 49 | 47 | 47 | Заказ
774 | CSE-SATA-743 4U/Tower, SATA Backplane for SC743T | 74 | 71 | 71 | Заказ
17570 | CSE-SATA-810 | 33 | 32 | 32 | Заказ
775 | CSE-SATA-813 - 1U SATA Backplane for SC813T | 62 | 58 | 57 | +
776 | CSE-SATA-833 3U SATA Backplane for SC833T | 88 | 85 | 85 | +
7568 | CSE-SATA-933 3U, 15 x 1" Single Channel SATA Backplane, SC933's | 147 | 142 | 141 | Заказ
4038 | CSE-SCA-008 - for 812s 1ch SCSI Backplane | 15 | 15 | 15 | +++++
780 | CSE-SCA-013 SCA U320/U160 Backplane (without Safety GEM359), SC742's | 10 | 10 | 10 | +++++
783 | CSE-SCA-743S2 4U, 8 x 1" Dual Channel SCA U320 Backplane (w/ Safety GEM318), SC743's | 155 | 149 | 148 | ++
6885 | CSE-SCA-814S 1U, 4 x 3.5" SCSI Backplane w/ SAF-TE for SC814's | 6 | 6 | 6 | +
17565 | CSE-SCA-822 | 72 | 70 | 69 | Заказ
788 | CSE-SCA-933S2 2ch SCSI Backplane SC-933 v 2.0 | 279 | 263 | 257 | Заказ
787 | CSE-SCA-933S2 3U, 14 x 1" Dual Channel SCA U320 Backplane (w/ Safety GEM359), SC933's | 10 | 10 | 10 | +++++
16613 | MCP-210-00005-01 | 8 | 8 | 8 | Заказ
14447 | MCP-210-00007-01 Front Bezel (SC813, SC813M, SC815, SC819) w/LCD Panel Black | 81 | 78 | 78 | Заказ
10767 | MCP-210-00007-02 Front Bezel (SC813, SC813M, SC815, SC819) w/LCD Panel White | 81 | 78 | 78 | Заказ
6731 | MCP-210-82503-0B - Black Front Bazel, SC825's, SC828's | 23 | 23 | 22 | ++
10463 | MCP-210-82601-0B - Front Bezel SC213/216/219/826/827/829, Black | 17 | 16 | 16 | Заказ
16614 | MCP-210-83501-0B | 25 | 24 | 24 | Заказ
6435 | MCP-210-83601-0B - Black Front Bezel, SC836's | 25 | 24 | 24 | Заказ
9513 | MCP-210-84601-0B - Black Front Bezel, SC846's with Key Lock | 59 | 57 | 56 | Заказ
16615 | MCP-220-00001-03 | 10 | 10 | 10 | Заказ
16616 | MCP-220-00003-01 | 12 | 11 | 11 | Заказ
9043 | MCP-220-00007-01 - Black USB/COM port tray | 17 | 16 | 16 | +++++
16617 | MCP-220-00010-01 | 7 | 7 | 6 | Заказ
14448 | MCP-220-00023-01 - Black USB dummy tray, supports 1x 2.5" slim HDD (9.6mm thick) | 8 | 7 | 7 | +
8217 | MCP-220-00043-0N - 3.5" convert to 2.5" HDD Tray | 17 | 16 | 16 | +++++
7630 | MCP-220-00044-0N - Retention Bracket for Dual 2.5" fixed HDD | 5 | 5 | 5 | +++++
16618 | MCP-220-00047-0B | 13 | 13 | 13 | Заказ
16619 | MCP-220-00049-0B | 4 | 4 | 4 | Заказ
7988 | MCP-220-00051-0N - Retention Bracket for Single 2.5" fixed HDD | 11 | 9 | 8 | Заказ
10870 | MCP-220-00080-0B - 3.5" convert to 2.5" HDD Tray for Tower | 17 | 16 | 16 | +++++
16478 | MCP-220-00095-0B - LCD Module in 5.25" | 72 | 70 | 69 | Заказ
8216 | MCP-220-81502-0N - Slim SATA DVD kit (include backplane, cable) | 15 | 15 | 15 | +++++
15935 | MCP-220-82502-0B Black fixed 3.5"/2.5" HDD tray or FDD dummy tray (825) | 13 | 12 | 11 | +++++
8057 | MCP-220-82503-0B - Slim Floppy Drive accessory Kit | 6 | 6 | 6 | +++++
7073 | MCP-220-84601-0N - Single 3.5" Fixed HDD Tray (RA cables required) for SC846 | 5 | 5 | 5 | Заказ
7702 | MCP-220-84603-0N - Dual 2.5" Fixed HDD Tray (including MCP-220-84601-0N) | 10 | 10 | 10 | Заказ
9292 | MCP-220-84604-0N - Fixed Slim IDE DVD kit with bracket for SC846's | 13 | 13 | 13 | ++++
10799 | MCP-220-84605-0N - Fixed Slim SATA DVD kit with bracket for SC846's | 13 | 13 | 13 | ++
15642 | MCP-220-84606-0N - Rear side dual 2.5" HDD kit for 846B chassis | 52 | 50 | 48 | +++++
15644 | MCP-220-84607-0N - Rear side slim DVD kit for 846B chassis | 37 | 35 | 33 | Заказ
8503 | MCP-220-84701-0N - Internal drive bay for one 3.5" HDD or two 2.5" HDD | 20 | 17 | 16 | +++++
16620 | MCP-230-82501-0N | 13 | 13 | 13 | Заказ
16621 | MCP-240-00002-00 | 11 | 11 | 11 | Заказ
16622 | MCP-240-00031-00 | 17 | 16 | 16 | Заказ
16623 | MCP-240-00032-00 | 30 | 29 | 29 | Заказ
16624 | MCP-260-00001-00 | 3 | 2 | 2 | Заказ
16625 | MCP-260-00002-00 | 3 | 2 | 2 | Заказ
16626 | MCP-260-00003-00 | 3 | 2 | 2 | Заказ
16627 | MCP-260-00008-00 | 7 | 7 | 6 | Заказ
16628 | MCP-260-00014-0N | 3 | 3 | 3 | Заказ
16629 | MCP-260-00015-0N | 5 | 5 | 5 | Заказ
16630 | MCP-260-00027-0N | 3 | 2 | 2 | Заказ
15606 | MCP-260-00042-0N - shield for X9DRW-iF | 6 | 6 | 5 | Заказ
16631 | MCP-260-74301-0N | 7 | 7 | 6 | Заказ
10256 | MCP-280-00012-00 Front control board (FP836) for SC823M, 825, 825M, 828, 835, 836 | 11 | 10 | 9 | +++++
8336 | MCP-280-81301-0N Front Panel Non-U front control board (FP813, 815) | 2 | 2 | 2 | +++++
4349 | MCP-290-00001-00 - Rackmount Mounting Rails for SC748's (Black) | 96 | 93 | 92 | +++++
6671 | MCP-290-00002-00, Mounting Rails | 72 | 70 | 68 | Заказ
4823 | MCP-290-00004-03 - 1U, Rail Set, SC512F-280/520 | 43 | 41 | 41 | Заказ
16632 | MCP-290-00007-01 | 2 | 2 | 2 | Заказ
16633 | MCP-290-00009-01 | 3 | 3 | 3 | Заказ
16634 | MCP-290-00009-03 | 3 | 3 | 3 | Заказ
5042 | MCP-290-00010-00, Mounting Rails, SBE-ххх | 76 | 74 | 73 | ++
7034 | MCP-290-00014-00, Mounting Rails,for 3U SC836 | 115 | 111 | 110 | Заказ
16635 | MCP-290-00017-00 | 7 | 7 | 6 | Заказ
9982 | MCP-290-00036-0B - Black DVD dummy tray, supports 1x 2.5" slim HDD (9.6mm thick) | 4 | 4 | 4 | Заказ
16636 | MCP-290-00041-0B | 3 | 3 | 3 | Заказ
16637 | MCP-290-00052-0N-BULK | 314 | 303 | 301 | Заказ
7863 | MCP-290-00053-0N - Mounting Rails 26.5" to 36.4" rail set, quick/quick, default for 2U/3U 17.2" W | 97 | 94 | 93 | +++++
7563 | MCP-290-00054-0N 25.6" to 33.05" rail set, quick/quick, for 1U 17.2" W chassis | 74 | 71 | 71 | Заказ
16638 | MCP-290-00055-0N | 52 | 51 | 50 | Заказ
15340 | MCP-290-00056-0N 19" to 26.4" outer rail, /quick, for 1U 17.2" W chassis (CSE-113MTQ-R400CB) | 43 | 42 | 41 | Заказ
9283 | MCP-290-00057-0N, 26.5" to 36.4" rail set, Quick Release for 4U 17.2" W (846, 847, 848) | 94 | 91 | 90 | +++
9284 | MCP-290-00058-0N, 19" to 26.6" rail set, Quick Release, Tool-less (846, 847, 848) | 96 | 92 | 92 | +++++
8833 | MCP-290-00059-0B - Mounting Rail set for SC747/SC748 Chassis, quick/quick, default for 4U 17.2"W | 102 | 99 | 98 | +
15219 | MCP-290-00060-0N - Square hole to round hole rail adaptor set for Rev K chassis | 8 | 7 | 7 | Заказ
15287 | MCP-290-00073-0N - Supermicro Cable Management Arm for 2U, 3U and 4U chassis | 78 | 75 | 72 | +++++
16639 | MCP-290-11103-0N | 20 | 20 | 19 | Заказ
16640 | MCP-290-83301-0B | 3 | 3 | 3 | Заказ
4454 | MCP-310-00002-01 Plastic Air Shroud | 5 | 5 | 5 | +++++
16641 | MCP-310-00005-00 | 20 | 20 | 19 | Заказ
16642 | MCP-310-00008-01 | 7 | 7 | 6 | Заказ
16643 | MCP-310-00009-01 | 3 | 3 | 3 | Заказ
16644 | MCP-310-00010-01 | 7 | 7 | 6 | Заказ
16645 | MCP-310-00011-00 | 17 | 16 | 16 | Заказ
16646 | MCP-310-00018-01 | 4 | 4 | 4 | Заказ
6937 | MCP-310-00025-01 2U Air Shroud | 10 | 10 | 10 | +++++
16647 | MCP-310-00027-01 | 10 | 10 | 10 | Заказ
9227 | MCP-310-00029-01 - Air Shroud for 1U SC813MTQ | 7 | 7 | 7 | +++++
16648 | MCP-310-00033-01 | 5 | 5 | 5 | Заказ
16649 | MCP-310-00035-01 | 5 | 5 | 5 | Заказ
16650 | MCP-310-18009-0N | 5 | 5 | 5 | Заказ
6487 | MCP-310-74301-0N Plastic Air shroud for fully-buffer DIMMs for 743TQ-SQ`s | 4 | 4 | 4 | +++++
16651 | MCP-310-74802-0B | 17 | 16 | 16 | Заказ
16652 | MCP-310-81201-0B | 4 | 4 | 4 | Заказ
16653 | MCP-310-82706-0B | 5 | 5 | 5 | Заказ
16654 | MCP-310-82710-0B | 5 | 5 | 5 | +
14496 | MCP-310-82801-0N - Plastic Air shroud for SC828 (H8QGL, H8QG6, H8Qi6, H8QM3/8, X7QC3, X6QT8) | 4 | 4 | 4 | Заказ
10259 | MCP-410-00005-0N SCREW BAG (100 PCS) & LABEL FOR 24X HOT SWAP 3.5" HDD TRAY | 3 | 2 | 2 | Заказ
10260 | MCP-410-00006-0N SCREW BAG (100 PCS) & LABEL FOR 24X HOT SWAP 2.5" HDD TRAY | 3 | 2 | 2 | +++++
17584 | MCP-520-00036-0N | 313 | 305 | 299 | Заказ
17585 | MCP-650-00004-0N | 40 | 39 | 38 | Заказ
17586 | MCP-650-00005-0N | 37 | 36 | 35 | Заказ
16655 | PDB-PT112-2424 | 111 | 107 | 106 | Заказ
16656 | PDB-PT112-N20 | 96 | 93 | 92 | Заказ
16657 | PDB-PT112-N24 | 96 | 93 | 92 | Заказ
16658 | PDB-PT213-S8824 | 125 | 121 | 120 | Заказ
16659 | PDB-PT745-8824 | 103 | 100 | 99 | +++++
8988 | PDB-PT747-4648 POWER DISTRIBUTOR FOR SC747 W/ GRAPHIC OUTPUT FEATURE | 111 | 107 | 106 | +++++
16660 | PDB-PT808-ES20 | 49 | 47 | 47 | Заказ
10451 | PDB-PT808-S20 | 49 | 47 | 47 | Заказ
16661 | PDB-PT815-2420 | 133 | 128 | 127 | Заказ
16662 | PDB-PT815-2620 | 111 | 107 | 106 | Заказ
16663 | PDB-PT815-8824 | 111 | 107 | 106 | Заказ
6268 | PDB-PT815-CN20 - Power Distributor | 125 | 121 | 120 | +++
16664 | PDB-PT815-CN24 | 125 | 121 | 120 | Заказ
8967 | PDB-PT815-СN20 | 101 | 98 | 96 | ++
16665 | PDB-PT818-S2068 | 96 | 93 | 92 | Заказ
10452 | PDB-PT819-S20 - Power Distributor | 111 | 107 | 106 | +
16666 | PDB-PT823M-8820 | 125 | 121 | 120 | Заказ
16667 | PDB-PT823M-8824 | 125 | 121 | 120 | Заказ
16668 | PDB-PT823M-N20 | 125 | 121 | 120 | Заказ
16669 | PDB-PT823M-N24 | 122 | 118 | 117 | Заказ
10453 | PDB-PT825-8820 - Power Distributor | 96 | 93 | 92 | +
6267 | PDB-PT825-N20 | 91 | 88 | 87 | Заказ
16670 | PDB-PT825-N24 - Power Distributor for PSU | 91 | 88 | 87 | Заказ
16671 | PDB-PT825-S8824 | 103 | 100 | 99 | Заказ
16672 | PDB-PT827-S2488 | 94 | 91 | 90 | Заказ
16673 | PDB-PT827-S4204 | 94 | 91 | 90 | Заказ
10454 | PDB-PT828-8824 - Power Supply Backplane | 133 | 128 | 127 | +
8965 | PDB-PT836-EN24 - Power Distributor for PSU SC836/SC216/SC213/SC829 | 90 | 80 | 80 | Заказ
2096 | SKT-0115-01 1U, P4 Retention w/ Mounting Plate | 2 | 2 | 2 | ++
16681 | SKT-0240L | 13 | 13 | 13 | +++++
FAN SuperMicro - Вентиляторы охлаждения
1021 | FAN-0033 90mm Front Hot Swappable Fan for SC8042 | 13 | 12 | 12 | +++++
1022 | FAN-0034 90mm Rear Exhaust Fan for SC8042 | 14 | 13 | 13 | +++++
17487 | FAN-0038L | 17 | 16 | 16 | Заказ
14398 | FAN-0038L4 1U, 10cm Blower Fan, 5011H, 5012B6/BE, 6011H/Hi/D/L, 6012P6/P6Q/L6 | 18 | 17 | 17 | Заказ
4089 | FAN-0044, 2U, 8cm Hot-Swap Fan (Nidec) | 16 | 15 | 14 | Заказ
5068 | FAN-0044L, 2U, 8cm Hot-Swap Fan (Nidec) | 10 | 10 | 10 | Заказ
17488 | FAN-0044L4 | 10 | 10 | 10 | Заказ
1026 | FAN-0046 4U, 9cm Hot-Swap Fan, 7042M6, 6041G, SC742's, SC840 | 8 | 8 | 8 | ++++
17489 | FAN-0046L | 10 | 10 | 10 | Заказ
15359 | FAN-0046L4 4U, 9cm Hot-Swap Fan, 7042M6, 6041G, SC742's, SC840 | 10 | 10 | 10 | Заказ
1027 | FAN-0047 120mm Rear Exhaust Fan, 7042M6 | 8 | 8 | 8 | Заказ
4090 | FAN-0048 12cm (3-pin) Exhaust Fan w/ Holder (MNB), SC742's | 22 | 22 | 21 | Заказ
17490 | FAN-0051L | 20 | 20 | 19 | Заказ
17491 | FAN-0051L4 | 23 | 23 | 22 | Заказ
1028 | FAN-0052 4U, 9sm Hot-swappable Fan, 7043x | 8 | 8 | 8 | +++++
1029 | FAN-0054 12cm (3-pin) Exhaust Fan w/ Holder (MNB), 7042M6 | 29 | 27 | 25 | Заказ
17492 | FAN-0054L | 27 | 26 | 26 | Заказ
17493 | FAN-0055L | 18 | 17 | 17 | Заказ
1030 | FAN-0057 90x90x20mm EXHAUST FAN FOR CSE-M35 | 4 | 4 | 4 | ++++
17494 | FAN-0057L | 27 | 26 | 26 | +
1031 | FAN-0059 10cm, 5000rpm for 1U chassis (Delta) blower FAN | 12 | 12 | 12 | ++
4780 | FAN-0059L 10cm, 5000rpm for 1U chassis (Delta) blower FAN | 24 | 23 | 23 | +++++
16075 | FAN-0059L4 10cm, 4 pin, 5000rpm for 1U chassis (Delta) blower FAN | 24 | 23 | 23 | Заказ
7887 | FAN-0061L4 1U, 40x28mm Middle Fan (Sanyo), SC813's | 15 | 15 | 15 | +++++
4774 | FAN-0062L 3U, 80x32mm, Rear Exhaust Fan w/ Housing, PB Free | 23 | 23 | 22 | Заказ
9179 | FAN-0062L4 3U, 80x32mm, Rear Exhaust Fan w/ Housing, PB Free | 23 | 23 | 22 | Заказ
4655 | FAN-0063 3U, 93x32mm Middle Fan w/ Housing (Sanyo), SC833's | 9 | 8 | 8 | +++++
1033 | FAN-0064 3U, 92x38mm Middle Fan w/ Housing (Sanyo), SC833's, SC933's | 9 | 8 | 8 | +
17495 | FAN-0064L4 | 22 | 21 | 21 | Заказ
8801 | FAN-0065L4 - 40x28mm 13K RPM 4-PIN PWM FAN for SC813MF, SC113M | 13 | 13 | 13 | Заказ
14340 | FAN-0066L 1U, 10cm Blower Fan, 812х | 19 | 19 | 19 | Заказ
17496 | FAN-0070L | 22 | 21 | 21 | +++
1035 | FAN-0072L Fan for SM 743's 5000 RPM Hot-swappable Cooling Fan | 19 | 19 | 19 | Заказ
1036 | FAN-0073 Fan for SM 743's 5000 RPM Rear Exhaust Fan | 21 | 21 | 20 | Заказ
9299 | FAN-0074L4 - Fan for SM 4U, 80x80x38mm, Middle Hot-Swap Fan w/ Housing, PB Free | 25 | 24 | 24 | +++++
17497 | FAN-0076L4 | 17 | 16 | 16 | Заказ
17498 | FAN-0077L4, 120X38mm 4-pin PWM Fan w/ HUS for SC733 | 25 | 24 | 24 | Заказ
17499 | FAN-0078L | 15 | 15 | 15 | Заказ
8009 | FAN-0078L4 - Fan for SM 1U, 40x50x38, 4 Pin PWM Fan Assembly for SC513, 813M | 17 | 16 | 16 | Заказ
1037 | FAN-0079 Fan forSM 1U, 40x48mm, w/ Housing, SC814's | 15 | 15 | 15 | +++++
4160 | FAN-0081L Fan for SM Case 743's 5000 RPM Rear Exhaust Fan | 20 | 20 | 19 | +++++
8579 | FAN-0082L4 - 4U, 80x38mm 4-pin PWM fan | 23 | 23 | 22 | Заказ
7853 | FAN-0083L4 1U, 40x50x38mm, w/ 9cm CBL, PB Free | 17 | 16 | 16 | Заказ
15467 | FAN-0084L4, 80x80x38mm, 4-pin, PB Free, Rack CSE-M28 | 22 | 21 | 21 | Заказ
5143 | FAN-0085L - 1U, 40x40x56mm, 6-pin, w/ 5cm CBL, PB Free, SC816,SC819,SC808,SC809 | 27 | 26 | 26 | +++
4713 | FAN-0086L 1U, 40x40x56mm, 3-pin, w/ 5cm CBL, PB Free, SC815's | 27 | 26 | 26 | Заказ
7147 | FAN-0086L4 1U, 40x40x56mm, 4-pin, w/ 5cm CBL, PB Free, SC815's | 27 | 26 | 26 | Заказ
17500 | FAN-0087L | 27 | 26 | 26 | Заказ
17501 | FAN-0088L | 27 | 26 | 26 | Заказ
17502 | FAN-0088L4 | 27 | 26 | 26 | Заказ
5269 | FAN-0090L 4U, 92x92x38mm, 5000RPM Fan w/ Housing, SC748's, PB Free | 27 | 26 | 26 | Заказ
17503 | FAN-0090L4 | 27 | 26 | 26 | Заказ
6314 | FAN-0091L 4U, 92x92x38mm, PWM Fan (Sanyo), PB Free | 27 | 26 | 26 | Заказ
17504 | FAN-0091L4 | 27 | 26 | 26 | Заказ
17505 | FAN-0093L | 20 | 20 | 19 | Заказ
5138 | FAN-0094L - 2U, 80x80x38mm, PB Free, SC825's (4 pin) | 22 | 21 | 21 | Заказ
17506 | FAN-0094L4 - 2U, 80x80x38mm, PB Free, SC825's (4 pin) | 22 | 21 | 21 | Заказ
9004 | FAN-0095L4 - 80x38mm 4-pin PWM fan with HUS for SC846 | 22 | 21 | 21 | Заказ
15468 | FAN-0097L4; 92x92x38 mm, 5K RPM, 4-pin PWM w/ Housing for SC842 | 27 | 26 | 26 | Заказ
17507 | FAN-0098L | 22 | 21 | 21 | Заказ
17508 | FAN-0099L | 20 | 20 | 19 | Заказ
9304 | FAN-0099L4 - 80x38mm 4-pin PWM fan with HUS | 20 | 20 | 19 | Заказ
10585 | FAN-0101L4 - 40x56,4 Pin PWM,Primary for SC809,111, Sec.for SC816,819,808 | 25 | 24 | 24 | Заказ
17509 | FAN-0102L4 | 27 | 26 | 26 | Заказ
9336 | FAN-0103L4 - 4U, 92x25mm, SC743-SQ rear fan, 4-pin PWM fan assembly | 17 | 16 | 16 | Заказ
6846 | FAN-0104L4 - Fan for 4U, 80x25, SC743 Super Quite chassis fan, 4-pin PWM fan assembly | 20 | 20 | 19 | Заказ
17510 | FAN-0105L4 | 23 | 23 | 22 | Заказ
17511 | FAN-0106L4 | 15 | 15 | 15 | Заказ
17512 | FAN-0107L4 | 17 | 16 | 16 | Заказ
17513 | FAN-0108L4 | 13 | 13 | 13 | Заказ
17514 | FAN-0109L4 | 25 | 24 | 24 | Заказ
17515 | FAN-0110L4 | 20 | 20 | 19 | Заказ
14197 | FAN-0111L4 - 80x38mm 9.5K RPM 4-PIN PWM FAN FOR SC827 | 20 | 20 | 19 | Заказ
17516 | FAN-0112L4 | 17 | 16 | 16 | Заказ
17517 | FAN-0113L4 | 19 | 18 | 18 | Заказ
9265 | FAN-0114L4 - 92x38mm 4-PIN PWM FAN W/ HUS for SC747 | 20 | 20 | 19 | Заказ
17518 | FAN-0115L4 | 23 | 23 | 22 | Заказ
17519 | FAN-0116L4 | 23 | 23 | 22 | Заказ
17520 | FAN-0117L4 - 40x40x56 mm Counter-rotating 17K / Fan Holder | 28 | 27 | 27 | Заказ
17521 | FAN-0118L4 | 20 | 20 | 19 | Заказ
17522 | FAN-0119L4 | 22 | 21 | 21 | Заказ
17523 | FAN-0121L4 - Fan for SM 5U, 92x92x38mm, Middle Hot-Swap Fan w/ Housing, PB Free | 41 | 40 | 39 | Заказ
17524 | FAN-0122L4 | 45 | 43 | 43 | Заказ
17525 | FAN-0123L4 | 22 | 21 | 21 | Заказ
17526 | FAN-0124L4 | 25 | 24 | 24 | Заказ
15469 | FAN-0125L4; 80x32 mm 6.7K RPM SC836 Rear Exhaust Fan w/ Housing | 27 | 26 | 26 | Заказ
15470 | FAN-0126L4 - 80x80x38 mm 7K RPM Chassis Middle Fan w/ Housing | 20 | 20 | 19 | Заказ
15471 | FAN-0127L4; 80x80x38 mm 7K RPM SC846 Middle Fan w/ Housing | 20 | 20 | 19 | Заказ
15472 | FAN-0129L4; 80x80x38 mm 11K RPM SC217, SC827 Chassis Middle Fan | 20 | 20 | 19 | Заказ
7758 | FAN-022 Xeon Cooling Kit (one 8cm ,one 9cm,one 4cm) | 5 | 4.5 | 4 | +++++
8230 | Вентилятор для сист.блока Scythe Fan S-FLEX SFF80B 80x80x25mm 1500rpm | 22 | 22 | 21 | Заказ
7746 | Frame HDD 2,5" in 3,5" | 2 | 2 | 2 | ++
Power Supply SuperMicro - Блоки Питания
1847 | PSU (после ремонта) Supermicro 400W SP402-1S (PWS-0036) 1U Single Module, CS812, 6012P6/P6Q/L6/P8, | 184 | 172 | 162 | +
4350 | PSU Supermicro 1000W PWS-1K01-1R 1U & 4U (SC818 & SC748), 1KW, 12V, Redundant Module | 262 | 253 | 251 | Заказ
7982 | PSU Supermicro 1200W PWS-1K21P-1R 1U, 2U, 3U & 4U (SC846, SC836, SC827 Twin), 1200W Gold-Level power | 262 | 253 | 251 | ++
6099 | PSU Supermicro 1200W PWS-1K22-1R 1U & 4U (SC818), 1.2KW, 12V, Redundant Module | 320 | 309 | 306 | Заказ
15155 | PSU Supermicro 1250W PWS-1K25P-PQ | 293 | 283 | 281 | Заказ
15156 | PSU Supermicro 1280W PWS-1K28P-SQ | 320 | 309 | 306 | Заказ
7016 | PSU Supermicro 1400W PWS-1K41-BR Redundant Module for BLADE | 427 | 415 | 408 | ++++
9466 | PSU Supermicro 1400W PWS-1K41F-1R Redundant Module | 283 | 273 | 271 | Заказ
8197 | PSU Supermicro 1400W PWS-1K41P-1R Redundant Module | 283 | 273 | 271 | ++
9018 | PSU Supermicro 1400W PWS-1K41P-SQ Super Quiet Redundant Module | 292 | 282 | 279 | +++++
14199 | PSU Supermicro 1600W PWS-1K62-BR Redundant Module | 427 | 415 | 408 | Заказ
15157 | PSU Supermicro 1800W PWS-1K81P-1R | 411 | 397 | 394 | Заказ
7017 | PSU Supermicro 2000W PWS-2K01-BR Redundant Module | 580 | 565 | 555 | +
10443 | PSU Supermicro 200W PWS-201-1H | 81 | 78 | 78 | Заказ
10444 | PSU Supermicro 200W PWS-202-1H | 57 | 55 | 54 | Заказ
15149 | PSU Supermicro 200W PWS-203-1H | 83 | 80 | 79 | Заказ
9250 | PSU Supermicro 2500W PWS-2K50-BR Redundant Module | 627 | 598 | 588 | Заказ
9402 | PSU Supermicro 2500W PWS-2K53-BR Redundant Module | 547 | 533 | 523 | Заказ
15493 | PSU Supermicro 2500W PWS-2K53-BR Redundant Module | 542 | 527 | 518 | Заказ
9852 | PSU Supermicro 260W PWS-0055 (SP262-1S), SC512's, SC811's | 81 | 78 | 78 | Заказ
4770 | PSU Supermicro 280W PWS-281-1H 1U, AC to DC, High Efficiency | 122 | 118 | 117 | Заказ
14026 | PSU Supermicro 3000W PWS-3K01-BR Redundant Module | 631 | 614 | 603 | +
16194 | PSU Supermicro 300W PWS-303-PQ for case 731-series | 69 | 67 | 66 | +
1835 | PSU Supermicro 300W SP301-RA (PWS-023) P4 Redundant Cooling | 50 | 50 | 50 | +++++
8907 | PSU Supermicro 333W PWS-333-1H20 | 111 | 107 | 106 | Заказ
8520 | PSU Supermicro 350W PWS-351-1H - 1U Multi Output 80 Plus Gold Level Power Supply | 118 | 114 | 113 | Заказ
1841 | PSU Supermicro 350W SP352-2C (PWS-0030) 2U Redundant Single Power Module (PWS-0030) | 235 | 230 | 225 | Заказ
1842 | PSU Supermicro 350W SP352-TP (PWS-0026) PWS Module w/PFC (ATX Triple Redundant), CSE-055, из ремонта | 175 | 170 | 165 | +++
1843 | PSU Supermicro 380W SP382-TS (PWS-0050-M) Power Module - Single For PWS-0050 | 170 | 164 | 162 | Заказ
10138 | PSU Supermicro 400W PWS-401-1R 1U Single Module, for 5015T-xx | 170 | 164 | 162 | Заказ
15585 | PSU Supermicro 400W PWS-406P-1R 1U 400W Redundant Short Depth Power Supply | 190 | 184 | 182 | Заказ
1845 | PSU Supermicro 400W SP400-1R (PWS-0064) 1U Single Module, CS816 | 221 | 216 | 211 | Заказ
1850 | PSU Supermicro 400W SP402-2S (PWS-0037) 2U Single Module, CSE-049, CSE-822R-400RC, 6023L8R/P8R | 197 | 185 | 175 | Заказ
15495 | PSU Supermicro 410W PWS-0061 1U, SP410-1D DC Power Supply | 189 | 182 | 181 | Заказ
1852 | PSU Supermicro 420W SP423-1S (PWS-0053-20) for 1U chassis Power Supply | 178 | 169 | 167 | Заказ
15612 | PSU Supermicro 440W PWS-441P-1H | 172 | 167 | 165 | Заказ
5119 | PSU Supermicro 450W (PWS-451-1R) 1U, 450W, Redundent PWS Module | 164 | 158 | 157 | +++++
1853 | PSU Supermicro 450W SP450-RP (PWS-0045) SC742 Redundant Cooling Power Supply | 187 | 177 | 172 | Заказ
8625 | PSU Supermicro 465W - PWS-465-PQ SC733 PS2 Power Supply w/ 12cm Fan | 122 | 118 | 117 | Заказ
15150 | PSU Supermicro 500W PWS-501P-1R | 189 | 182 | 181 | ++
1855 | PSU Supermicro 500W SP502-1S (PWS-0048) 1U Cold-Swappable | 215 | 208 | 206 | Заказ
1856 | PSU Supermicro 500W SP502-2S (PWS-0049) 2U Hot-Swappable Modules | 220 | 212 | 210 | Заказ
4529 | PSU Supermicro 520W PWS-521-1H 1U Power Supply | 131 | 127 | 126 | Заказ
1858 | PSU Supermicro 550W SP550-RP (PWS-0046) 4U (из ремонта)Redundant Cooling Power Supply | 224 | 218 | 213 | Заказ
17540 | PSU Supermicro 560W PWS-561-1H - 1U , AC to DC, High Efficiency, w/ Harness | 156 | 151 | 150 | Заказ
4769 | PSU Supermicro 560W PWS-561-1H20 1U , AC to DC, High Efficiency, w/ Harness | 156 | 151 | 150 | ++++
10445 | PSU Supermicro 560W PWS-562-1H20 | 183 | 177 | 175 | +
1862 | PSU Supermicro 560W SP562-1R (PWS-0057) 1U Hot-Swappable Module | 240 | 229 | 225 | +++
8908 | PSU Supermicro 563W PWS-563-1H | 137 | 132 | 131 | Заказ
9264 | PSU Supermicro 600W PWS-601-1H | 146 | 141 | 140 | Заказ
15151 | PSU Supermicro 600W PWS-605P-1H | 164 | 158 | 157 | Заказ
4772 | PSU Supermicro 650W PWS-651-1R 1U, 12V, Redundant Module | 184 | 178 | 176 | +++
7303 | PSU Supermicro 650W PWS-652-2H 2U, High Efficiency Redundant Fan Power Supply | 181 | 175 | 174 | Заказ
1866 | PSU Supermicro 650W SP650-RP (PWS-0056) SC743, Redundant-Cooling Power Supply | 208 | 203 | 198 | Заказ
9314 | PSU Supermicro 665W (PWS-665-PQ) 665W, PS2 PWS w/ 8cm Fan | 139 | 134 | 133 | Заказ
5120 | PSU Supermicro 700W PWS-702A-1R 1U, 12V, Redundant Module | 177 | 171 | 169 | Заказ
4156 | PSU Supermicro 700W SP700-1R (PWS-0065) 1U, 12V, Redundant Module | 238 | 223 | 210 | Заказ
8910 | PSU Supermicro 703W PWS-703P-1R | 193 | 187 | 185 | Заказ
8911 | PSU Supermicro 703W PWS-704P-1R | 183 | 177 | 175 | Заказ
6247 | PSU Supermicro 710W PWS-711-1R 1U, 48V DC power supply | 251 | 242 | 240 | Заказ
10707 | PSU Supermicro 720W PWS-721P-1R, (ремонт) Redundant Module | 135 | 135 | 135 | Заказ
9019 | PSU Supermicro 720W PWS-721P-1R, Redundant Module | 199 | 192 | 191 | +++
15152 | PSU Supermicro 740W PWS-741P-1R | 214 | 206 | 205 | +++++
1869 | PSU Supermicro 760W SP762-TS (PWS-0050) (Tower) Power Supply (w/ 3 PWS-0050M power modules) | 560 | 541 | 536 | Заказ
7575 | PSU Supermicro 780W PWS-781-1S 1U Cold Swap 12V power supply (SC809T-780) | 212 | 205 | 203 | +++++
4351 | PSU Supermicro 800W PWS-801-1R 1U, 800W, 12V, Redundant Module | 208 | 201 | 199 | +++++
7088 | PSU Supermicro 865W PWS-865-PQ Super Quiet High Efficiency Power Supply | 206 | 199 | 198 | Заказ
7089 | PSU Supermicro 900W PWS-902-1R 2U power supply | 214 | 206 | 205 | Заказ
15153 | PSU Supermicro 900W PWS-903-PQ | 214 | 206 | 205 | Заказ
8521 | PSU Supermicro 920W PWS-920P-1R | 221 | 214 | 212 | ++++
15154 | PSU Supermicro 920W PWS-920P-SQ | 242 | 234 | 231 | ++
4771 | PSU Supermicro 980W PWS-981-1S 1U, 12V, Cold Swap PWS | 217 | 209 | 207 | ++
17538 | PSU Supermicro PWS-504P-1R | 189 | 182 | 181 | Заказ
17532 | PWS-0061-20 | 189 | 182 | 181 | Заказ
17543 | PWS-1K11P-1R | 346 | 335 | 332 | Заказ
17544 | PWS-1K43F-1R | 343 | 332 | 329 | Заказ
15480 | PWS-206B-1R | 280 | 271 | 268 | Заказ
17533 | PWS-302-1S | 142 | 137 | 135 | Заказ
17534 | PWS-361-1H | 124 | 120 | 119 | Заказ
17535 | PWS-361-1H20 | 124 | 120 | 119 | Заказ
17536 | PWS-401-2H | 125 | 121 | 120 | Заказ
17537 | PWS-402-PQ | 49 | 47 | 47 | Заказ
17539 | PWS-521-1H20 | 131 | 127 | 126 | Заказ
17541 | PWS-562-1H | 183 | 177 | 175 | Заказ
42591 | PWS-653-2H | 162 | 157 | 155 | +
17542 | PWS-707-1S | 206 | 199 | 198 | Заказ
2154 | SP762-TS (PWS-0050) Enclosure for CSE-743 | 5 | 5 | 5 | ++
RACK - Съёмные конструктивы
252 | Cage Sailing Strong SSI-0230A, 3x IDE HDD 2x5" | 10 | 30 | 30 | ++++
254 | Cage Sailing Strong SSI-0350C 5x SCA HDD 3x5" | 5 | 50 | 50 | Заказ
257 | Cage SNT-2231A Al, 2x5", 3xIDE HDD | 10 | 30 | 30 | ++
4105 | Cage SuperMicro CSE-M14TB - SAS/SATA Mobile Rack 4-Drive 2.5" Hot-swappable in 5.25" | 128 | 122 | 120 | Заказ
258 | Cage SuperMicro CSE-M28E1 SAS/SATA, 2x5", for 8x 2" HDD; 1 Expander Chip | 259 | 252 | 247 | Заказ
259 | Cage SuperMicro CSE-M28E1B SAS/SATA, 2x5.25", for 8x2,5" HDD; 1 Expander Chip | 259 | 252 | 247 | Заказ
260 | Cage SuperMicro CSE-M28E2 SAS/SATA, 2x5", for 8x 2" HDD; 2 Expander Chips | 314 | 306 | 300 | Заказ
10428 | Cage SuperMicro CSE-M28E2B SAS/SATA, 2x5", for 8x 2" HDD; 2 Expander Chips | 314 | 306 | 300 | Заказ
268 | Cage SuperMicro CSE-M35TQB SAS/SATA, 3x5,25", for 5x HDD | 143 | 139 | 137 | +
17483 | CSE-M14T-B | 103 | 100 | 99 | Заказ
17485 | CSE-M35S-B | 163 | 158 | 155 | Заказ
17486 | CSE-M35T-1B | 122 | 118 | 116 | Заказ
994 | EV Modular Kit MH9900-01, SCA2 HD, 3x3,5", WSCSI, Bus 3/2 | 40 | 40 | 40 | ++++
1885 | Rack SI-024N 1/1,6" SCSI | 15 | 15 | 15 | +++++
Riser card - Платы расширения
758 | CSE-RR1U-33 Riser Card 1U 3.3V | 14 | 13 | 12 | +++++
759 | CSE-RR1U-50 Riser Card 1U 5.0V | 14 | 13 | 13 | Заказ
760 | CSE-RR1U-E16 - 1U PCI-E to PCI-E RISER CARD (x16) | 16 | 15 | 15 | Заказ
4301 | CSE-RR1U-E8 - 1U PCI-E to PCI-E RISER CARD (x8) | 14 | 14 | 14 | Заказ
4302 | CSE-RR1U-EHT 1U PCI-E | 17 | 16 | 15 | Заказ
762 | CSE-RR1U-EL 1U Univesal PCI to PCI-E Left Riser Card | 12 | 11 | 11 | Заказ
5803 | CSE-RR1U-ELi - 1U Univesal PCI to PCI-E Left Riser Card | 12 | 11 | 11 | Заказ
4303 | CSE-RR1U-ELP 1U Univesal PCI to PCI-E for 812 Right Riser Card | 12 | 11 | 11 | Заказ
4304 | CSE-RR1U-ER 1U Univesal PCI to PCI-E for 814 only Riser Card | 12 | 11 | 11 | +++++
4305 | CSE-RR1U-HT 1U Riser Card | 17 | 16 | 15 | Заказ
764 | CSE-RR1U-X Riser Card 1U 1-Slot 64-bit 3.3V PCI-X - Left Side | 11 | 11 | 11 | +++++
765 | CSE-RR1U-Xi 1U Univesal PCI to PCI-X for PDSMi Left Riser Card | 11 | 11 | 11 | ++
766 | CSE-RR1U-XLP (Slim PCI-X to Slim PCI-X, SC812 & SC813 Right) | 11 | 11 | 11 | Заказ
767 | CSE-RR1U-XLP Riser Card 1U 1-Slot 64-bit 3.3V PCI-X - (Low-profile) Right Side | 11 | 11 | 11 | Заказ
3459 | CSE-RR2U-33 (2U 2-slot 64/32-bit 3,3V PCI) | 45 | 43 | 40 | Заказ
768 | CSE-RR2U-50 (2U 2-slot 64/32-bit 5V PCI) | 17 | 16 | 16 | Заказ
770 | CSE-RR2U-LE (2U, GC_LE, 3.3V, 64-bit R. CARD, PCI-X) | 94 | 91 | 90 | +++++
771 | CSE-RR2U-PS (2U, Plumas, 3-slot 3.3V Active PCI-X Riser Card for Intel® E7501 chipset) | 90 | 87 | 86 | +
772 | CSE-RR2U-X33 (2U 2-slot 64/32-bit 3.3V PCI) | 15 | 15 | 15 | +
769 | CSE-RR2UE-AX - Riser Card 2U, (Active 3 PCI-X 133/100/66 MHz), Left Slot (PCI-E x8) | 96 | 93 | 92 | +++++
4306 | CSE-RR2UXE-AX | 94 | 91 | 90 | Заказ
5187 | CSE-RR32-1U (1U 5.0V, 32-bit R.Card) | 8 | 8 | 8 | Заказ
15434 | RSC-R1U-AX | 80 | 77 | 76 | Заказ
15212 | RSC-R1U-E16R | 19 | 18 | 18 | Заказ
15435 | RSC-R1U-E16RS | 25 | 24 | 24 | Заказ
10439 | RSC-R1U-E8R | 15 | 15 | 15 | Заказ
5332 | RSC-R1U-E8R+ | 18 | 17 | 17 | Заказ
8987 | RSC-R1U-UL | 19 | 18 | 18 | Заказ
16696 | RSC-R1U-UT | 20 | 20 | 19 | Заказ
4307 | RSC-R1UEP-2E8 | 21 | 20 | 20 | Заказ
4308 | RSC-R1UEP-A2X | 97 | 94 | 93 | Заказ
5333 | RSC-R1UEP-E16 | 23 | 23 | 22 | Заказ
5334 | RSC-R1UEP-UE | 23 | 23 | 22 | Заказ
14813 | RSC-R1UG-2E8G - Riser Card 1U, (2 PCI-E x8), Left Slot (UIO) | 27 | 26 | 26 | Заказ
15436 | RSC-R1UG-2E8G-UP | 35 | 34 | 33 | Заказ
14812 | RSC-R1UG-2E8GR - Riser Card 1U, (2 PCI-E x8), Right Slot (UIO) | 28 | 27 | 27 | Заказ
15437 | RSC-R1UG-2E8GR-UP | 37 | 35 | 35 | Заказ
16698 | RSC-R1UG-E16 | 25 | 24 | 24 | Заказ
15438 | RSC-R1UG-E16-UP | 33 | 32 | 32 | Заказ
15439 | RSC-R1UG-E16+ | 23 | 23 | 22 | Заказ
15440 | RSC-R1UG-E16A | 27 | 26 | 26 | Заказ
15441 | RSC-R1UG-E16A-X9 | 37 | 35 | 35 | Заказ
15442 | RSC-R1UG-E16AR-X9 | 28 | 27 | 27 | Заказ
15443 | RSC-R1UG-E16B | 49 | 47 | 47 | Заказ
15444 | RSC-R1UG-E16B-X9 | 33 | 32 | 32 | Заказ
15445 | RSC-R1UG-E16BR-X9 | 27 | 26 | 26 | Заказ
16699 | RSC-R1UG-E16R | 28 | 27 | 27 | Заказ
15446 | RSC-R1UG-E16R-UP | 35 | 34 | 33 | Заказ
15447 | RSC-R1UG-E16R-X9 | 23 | 23 | 22 | Заказ
15448 | RSC-R1UG-E16RA | 28 | 27 | 27 | Заказ
15449 | RSC-R1UG-E16RB | 28 | 27 | 27 | Заказ
16700 | RSC-R1UG-E16S | 25 | 24 | 24 | Заказ
15450 | RSC-R1UG-E8E16 | 40 | 38 | 38 | Заказ
16701 | RSC-R1UG-UR | 23 | 23 | 22 | Заказ
15451 | RSC-R1UG-UR-X9 | 23 | 23 | 22 | Заказ
16702 | RSC-R1UT-E16 | 20 | 20 | 19 | Заказ
5335 | RSC-R1UU-2E8 - Riser Card 1U, (2 PCI-E x8), Left Slot (UIO) | 22 | 21 | 21 | +
9490 | RSC-R1UU-2U - Riser Card 1U, (2 UIO), Left Slot (UIO) | 27 | 26 | 26 | +++++
9144 | RSC-R1UU-AXE8 - Riser Card 1U, (1 PCI-X & 1 PCI-E x8), Left Slot (UIO) | 80 | 77 | 76 | +
5336 | RSC-R1UU-E16 - Riser Card 1U, (1 PCI-E x16), Left Slot (UIO) | 22 | 21 | 21 | +++++
16703 | RSC-R1UU-E8E16 | 38 | 37 | 36 | ++
8151 | RSC-R1UU-E8PR - Riser Card 1U, (1 PCI-E x8), Right Slot (UIO) - for LAN AOC-PG-i2+ | 17 | 16 | 16 | Заказ
5338 | RSC-R1UU-E8R | 17 | 16 | 16 | Заказ
5339 | RSC-R1UU-E8R+ - Riser Card 1U, (1 PCI-E x4/8), Right Slot (UIO) | 15 | 15 | 15 | +++++
5340 | RSC-R1UU-UAX - Riser Card 1U, (1 UIO & 1 PCI-X 133/100/66 MHz), Left Slot (UIO) | 76 | 74 | 73 | Заказ
8360 | RSC-R1UU-UE16 - Riser Card 1U, (1 UIO & 1 PCI-E x16), Left Slot (UIO) | 33 | 32 | 32 | +++++
5341 | RSC-R1UU-UE8 - Riser Card 1U, (1 UIO & 1 PCI-E x8), Left Slot (UIO) | 22 | 21 | 21 | +
5342 | RSC-R1UU-XR - Riser Card 1U, (1 PCI-X 133/100/66 MHz), Right Slot (UIO) | 19 | 18 | 18 | +++++
14232 | RSC-R1UW-2E16 1U Riser Card | 32 | 30 | 30 | Заказ
8134 | RSC-R1UW-E16 1U Riser Card | 25 | 24 | 24 | Заказ
15452 | RSC-R1UW-E8R | 28 | 27 | 27 | ++
4309 | RSC-R1UXE-HTi | 23 | 23 | 22 | Заказ
16704 | RSC-R2U-A3E8+ | 134 | 130 | 128 | Заказ
16705 | RSC-R2U-E8 | 28 | 27 | 27 | Заказ
4310 | RSC-R2UE-2E4R - Riser Card 2U, (2 PCI-E x4), Right Slot (PCI-E x8) | 23 | 23 | 22 | Заказ
5343 | RSC-R2UE-A3E8 - Riser Card 2U, (3 PCI-E x8), Left Slot (PCI-E x8) | 134 | 130 | 128 | +
15456 | RSC-R2UG-2E16 | 32 | 30 | 30 | Заказ
15457 | RSC-R2UG-2E16-X9 | 49 | 47 | 47 | Заказ
15459 | RSC-R2UG-2E16R | 40 | 38 | 38 | Заказ
15458 | RSC-R2UG-2E16R-X9 | 48 | 46 | 45 | Заказ
15460 | RSC-R2UG-2E4E8 | 33 | 32 | 32 | Заказ
15453 | RSC-R2UG-E16R-X9 | 25 | 24 | 24 | Заказ
15454 | RSC-R2UG-E8G-X9 | 28 | 27 | 27 | Заказ
15461 | RSC-R2UG-E8GR | 32 | 30 | 30 | Заказ
15455 | RSC-R2UG-UR-X9 | 25 | 24 | 24 | Заказ
16706 | RSC-R2UT-2E8R | 49 | 47 | 47 | Заказ
15462 | RSC-R2UT-3E8R | 41 | 40 | 39 | Заказ
9111 | RSC-R2UT-E16R | 27 | 26 | 26 | Заказ
15463 | RSC-R2UT-E8E16R | 40 | 38 | 38 | Заказ
6031 | RSC-R2UU-2E4E8 - Riser Card 2U, (2 PCI-E x4 & PCI-E x8), Left Slot (UIO) | 41 | 40 | 39 | +++++
16707 | RSC-R2UU-2E4E8R | 45 | 43 | 43 | Заказ
8135 | RSC-R2UU-2E4R - Riser Card 2U, (2 PCI-E x4), Right Slot (UIO) | 33 | 32 | 32 | Заказ
16708 | RSC-R2UU-2E8 | 33 | 32 | 32 | +
5344 | RSC-R2UU-2E8R - Riser Card 2U, (2 PCI-E x8), Right Slot (UIO) | 22 | 21 | 21 | Заказ
16709 | RSC-R2UU-2U | 30 | 29 | 29 | Заказ
14858 | RSC-R2UU-2U - Riser Card 2U, (2 UIO), Left Slot (UIO) | 7 | 6 | 6 | ++
14849 | RSC-R2UU-3E8G - Riser Card 2U, (3 PCI-E x8), Left Slot (UIO) | 38 | 37 | 36 | +++++
5345 | RSC-R2UU-A2XE8 - Riser Card 2U, (1 PCI-E x8 & 2 PCI-X 133/100/66 MHz), Left Slot (UIO) | 90 | 87 | 86 | +
6532 | RSC-R2UU-A3XE8 - Riser Card 2U, (1 PCI-E x8 & 3 PCI-X 133/100/66 MHz), Left Slot (UIO) | 97 | 94 | 93 | Заказ
5346 | RSC-R2UU-A4E8 - Riser Card 2U, (4 PCI-E x8), Left Slot (UIO) | 122 | 118 | 117 | +++++
16079 | RSC-R2UU-A4E8+ - Riser Card 2U | 112 | 108 | 107 | Заказ
16710 | RSC-R2UU-AXE8R | 87 | 84 | 83 | Заказ
8802 | RSC-R2UU-E8E16 - Riser Card 2U, (1 PCI-E x8 & 1 PCI-E x16), Left Slot (UIO) | 33 | 32 | 32 | +++++
9112 | RSC-R2UU-U2E4E8G | 46 | 44 | 44 | Заказ
5347 | RSC-R2UU-UA3E8 - Riser Card 2U, (1 UIO & 3 PCI-E x8), Left Slot (UIO) | 122 | 118 | 117 | +++++
14258 | RSC-R2UU-UA3E8+ - Riser Card 2U, (1 UIO & 3 PCI-E x8), Left Slot (UIO) | 112 | 108 | 107 | +
5348 | RSC-R2UU-UAX - Riser Card 2U, (1 UIO & 3 PCI-X 133/100/66 MHz), Left Slot (UIO) | 90 | 87 | 86 | +++++
16711 | RSC-R2UU-UE8 | 33 | 32 | 32 | Заказ
5349 | RSC-R2UU-X2E4R - Riser Card 2U, (2 PCI-E x4 & 1 PCI-X 133/100/66 MHz), Right Slot (UIO) | 37 | 35 | 35 | +++++
15465 | RSC-R2UW-2E8R | 28 | 27 | 27 | ++
7011 | RSC-R2UW-3E8 | 38 | 37 | 36 | Заказ
15466 | RSC-R2UW-4E8 - Riser Card 2U, (4 PCI-E x8), Left Slot (WIO) Passive | 38 | 37 | 36 | Заказ
15464 | RSC-R2UW+-2E16-2E8; 2U, WIO, 2 PCI-E x16 - 2 PCI-E x8 Passive | 45 | 43 | 43 | +++++
5350 | RSC-R2UXE-X2E8 | 25 | 24 | 24 | Заказ
4311 | RSC-R2UXE-XE8R | 23 | 23 | 22 | Заказ
4312 | RSC-RR1U-32L | 11 | 11 | 11 | +
9082 | RSC-RR1U-E16 - 1U PCI-E to PCI-E RISER CARD (x16) | 22 | 21 | 21 | +++++
14515 | RSC-RR1U-E8 - 1U PCI-E to PCI-E RISER CARD (x8) | 20 | 20 | 19 | ++++
16712 | RSC-RR1U-EHT | 15 | 15 | 15 | Заказ
4314 | RSC-RR1U-HT | 17 | 16 | 16 | Заказ
4313 | RSC-RR1UE-AXL | 83 | 80 | 79 | +++++
16697 | RSC-SIOM-E8 | 25 | 24 | 24 | Заказ
Материнские платы SUPERMICRO
AMD Opteron 6100 Series
8655 | MB SM H8QG6-F-B (2011); 4xAMD, xx, Upto 512GB DDR3 ECC Reg | 340 | 322 | 320 | Заказ
9535 | Mother Board Supermicro MBD-H8DGi-F-O; E-ATX, 2 CPU,Dual AMD SR5690 / SP5100, до 256 GB DDR3, , 6x S | 594 | 578 | 568 | Заказ
Supermicro 1x Atom
8691 | Mother Board Supermicro MBD-X7SPA-H-O; Mini-ITX, Atom D510 CPU,Intel ICH9, до 4 GB, 6x SATA Intel IC | 206 | 200 | 197 | Заказ
9103 | Mother Board Supermicro MBD-X7SPE-HF-O; FlexATX, Atom D510 CPU,Intel ICH9R, до 4 GB, 6x SATA Intel I | 249 | 242 | 238 | +
Supermicro 1x LGA 1156
8399 | Mother Board Supermicro MBD-X8SIA-F-O; ATX, 1 CPU,Intel 3420, до 32 GB, 6x SATA Intel PCH,IPMI, 2x G | 268 | 261 | 257 | Заказ
16931 | Mother Board Supermicro MBD-X8SIE-F-B | 217 | 211 | 207 | Заказ
8122 | Mother Board Supermicro MBD-X8SIE-LN4F-O; ATX, 1 CPU,Intel 3420, до 32 GB, 6x SATA Intel PCH,IPMI, 4 | 246 | 240 | 235 | Заказ
8892 | Mother Board Supermicro MBD-X8SIU-F-O - Proprietary, LGA1156, Intel® 3420, 6xDDR3, 6xSATA, 2xGbE (82 | 231 | 225 | 221 | +
Supermicro 1x LGA 1366
6917 | Mother Board Supermicro MBD-X8ST3-F-O; ATX, 1 CPU,Intel X58, до 24 GB, LSI SAS 1068E (8-Port)/1064E | 388 | 378 | 371 | Заказ
7009 | Mother Board Supermicro MBD-X8STi-F-O; ATX, 1 CPU,Intel X58, до 24 GB, 6x SATA ICH10R,IPMI, 2x G-bit | 302 | 294 | 289 | ++
Supermicro 1xCPU, LGA 775
5786 | Mother Board Supermicro MBD-X7SBi-O; ATX, 1 CPU,Intel 3210, до 8 GB, 6x SATA Intel ICH9R,IPMI, 2x G- | 275 | 268 | 263 | Заказ
Supermicro 2xNehalem LGA 1366
7479 | Mother Board Supermicro MBD-X8DT3-F-O; E. ATX, 2 CPU,Intel 5520, до 96 GB, LSI SAS 1068E (8-Port)/10 | 520 | 506 | 497 | Заказ
7483 | Mother Board Supermicro MBD-X8DTH-iF-O; E. ATX, 2 CPU,Intel 5520, до 96 GB, 6x SATA ICH10R (RAID),IP | 549 | 535 | 525 | Заказ
7487 | Mother Board Supermicro MBD-X8DTL-I-O; ATX, 2 CPU,Intel 5500, до 96 GB, 6x SATA ICH10R (RAID), 2x G- | 348 | 339 | 332 | Заказ
6894 | Mother Board Supermicro MBD-X8DTN+-O; Enhanced Extended ATX, 2 CPU,Intel 5520, до 288 GB, 6x SATA In | 522 | 508 | 499 | Заказ
14747 | Mother Board Supermicro MBD-X8DTU-6F+-B; Proprietary, 2 CPU,Intel 5520, до 288 GB, LSI 2108 8-Port | 853 | 830 | 815 | +++++
9230 | Mother Board Supermicro MBD-X8DTU-6TF+-B; Proprietary, 2 CPU,Intel 5520, до 288 GB, LSI 2108 8-Port | 1028 | 1001 | 983 | ++++
9673 | Mother Board Supermicro MBD-X8DTU-F-B; Proprietary, 2 CPU,Intel 5520, до 192 GB, 6x SATA ICH10R (RAI | 452 | 440 | 432 | Заказ
Supermicro 4xNehalemEX LGA 1366
8888 | Mother Board Supermicro MBD-X8QBE-F-B; Proprietary, 4 CPU,Intel 7500, до 256 GB, 6x SATA ICH10R (RAI | 2552 | 2485 | 2441 | Заказ
Supermicro Options
2300 | Supermicro All-In-One AOC-SOZCR1 ZCR Card | 357 | 345 | 342 | +++++
15430 | Supermicro AOC-CIBF-M1 InfiniBand FDR Adapter | 780 | 753 | 747 | Заказ
10420 | Supermicro AOC-GPU-FERMI-KIT | 72 | 70 | 69 | Заказ
7970 | Supermicro AOC-IMRRAKEY-2008-LSI | 62 | 61 | 59 | Заказ
14432 | Supermicro AOC-LSISS9252 | 48 | 47 | 45 | Заказ
9035 | Supermicro AOC-R1UG-IBQ | 618 | 597 | 591 | Заказ
9394 | Supermicro AOC-SAS2LP-H4iR | 483 | 460 | 456 | Заказ
7972 | Supermicro AOC-UIBQ-M1 - UIO 1-port InfiniBand QDR 40Gb/s Controller | 574 | 547 | 542 | Заказ
8905 | Supermicro AOC-UIBQ-M2 - UIO 2-port InfiniBand QDR 40Gb/s Controller | 753 | 718 | 712 | ++
6206 | Supermicro AOC-UINF-M2 - UIO 2-port InfiniBand DDR 20Gb/s Controller | 679 | 647 | 642 | Заказ
7974 | Supermicro AOM-SSE-X2F - Dual-port XFP fiber interface module for 10G/bit Ethernet Switch | 708 | 683 | 677 | Заказ
7973 | Supermicro AOM-SSE-X2S - Dual-port SFP+ interface module for copper or fiber connections | 516 | 498 | 494 | ++++
6285 | Supermicro Battery RAID 5 - AOC-iBUTTON68 (Software MegaRAID 0,1,5,10) | 83 | 80 | 79 | Заказ
9287 | Supermicro Battery RAID 5 - AOC-SAS2-RAID5-KEY - Opt. for Integrated LSI 2008 SAS2 Controller | 65 | 62 | 62 | Заказ
9228 | Supermicro BBU BTR-0018L-0000-LSI (2108 Backup Battery) | 208 | 201 | 199 | +
9481 | Supermicro BBU BTR-0018L-KIT (Include: BTR-0018L-ADPT, CBL-0391L, MCP-240-00094-0N) | 59 | 57 | 56 | +++++
5193 | Supermicro BTR-0012L (LSI-BBU05) (1078 Backup Battery) | 233 | 219 | 214 | Заказ
5198 | Supermicro BTR-0013 (ABM-800) (Sunrise Lake Backup Battery) | 178 | 172 | 171 | Заказ
4300 | Supermicro Card - AOC-SLIB - SLI Bridge for use with Dual nVidia SLI graphic cards | 17 | 16 | 16 | Заказ
137 | Supermicro IPMI Card - AOC-1UIPMI-B, Intelligent Platform Management Interface v.2.0 for 1U | 65 | 62 | 62 | +
2305 | Supermicro IPMI Card - AOC-1UIPMI-LANG Works in conjunction with 1U IPMI riser card (AOC-1UIPMI-B) | 59 | 57 | 56 | Заказ
2304 | Supermicro IPMI Card - AOC-IPMI20-E | 65 | 62 | 62 | +++++
6021 | Supermicro IPMI Card - AOC-LPIPMI | 75 | 73 | 72 | Заказ
2306 | Supermicro IPMI Card - AOC-LPIPMI-LANG | 96 | 93 | 92 | +++++
4292 | Supermicro IPMI Card - AOC-SIM1U-3B | 83 | 80 | 79 | Заказ
4651 | Supermicro IPMI Card - AOC-SIM1U-3B+ | 99 | 95 | 95 | Заказ
4652 | Supermicro IPMI Card - AOC-SIM1U-3D (works with SIM1U-3B+) | 55 | 53 | 53 | +++++
4291 | Supermicro IPMI Card - AOC-SIM1U+ | 111 | 107 | 106 | Заказ
4293 | Supermicro IPMI Card - AOC-SIMLC | 75 | 73 | 72 | Заказ
6024 | Supermicro IPMI Card - AOC-SIMLC-HTC | 54 | 52 | 51 | Заказ
4295 | Supermicro IPMI Card - AOC-SIMLP-3+ | 136 | 131 | 130 | Заказ
4296 | Supermicro IPMI Card - AOC-SIMLP-B+ | 111 | 107 | 106 | Заказ
6025 | Supermicro IPMI Card - AOC-SIMLP-HTC | 67 | 63 | 62 | Заказ
6026 | Supermicro IPMI Card - AOC-SIMSO-HTC | 54 | 52 | 51 | Заказ
4299 | Supermicro IPMI Card - AOC-SIMSO+ | 108 | 104 | 103 | Заказ
6489 | Supermicro LAN 2-port AOC-SG-I2 (2-port Gigabit NIC Card), PCI-e x8 | 107 | 102 | 91 | Заказ
6027 | Supermicro LAN 2-port AOC-STG-i2 (2-port 10-Gigabit NIC Card), PCI-e x8, 2 CX4 ports | 406 | 387 | 383 | +++++
5900 | Supermicro LAN 2-port AOC-UTG-i2 (2-port 10-Gigabit NIC Card), 2xCX4 ports, UIO-slot | 438 | 417 | 414 | Заказ
7015 | Supermicro LAN 4-port AOC-SG-I4 (4-port Gigabit NIC Card), PCI-e x8 | 295 | 281 | 278 | Заказ
5199 | Supermicro LAN 4-port AOC-UG-i4 (4-port Gigabit NIC Card), UIO-slot | 250 | 238 | 236 | Заказ
42976 | Supermicro LAN AOC-CGP-i2 - MicroLP 2-port GbE card based on Intel i350 | 78 | 75 | 75 | Заказ
17758 | Supermicro LAN AOC-CTG-I2S - Dual 10 Gb Ethernet Adapter SFP+ MicroLP | 498 | 486 | 475 | Заказ
14081 | Supermicro LAN AOC-E10GSFPSR - 10Gb Ethernet SFP+ transceiver for LAN Ethernet card AOC-STGN-i2S | 340 | 330 | 320 | Заказ
8161 | Supermicro LAN AOC-EXPX9502FXSR Dual 10 Gigabit Ethernet PCI-E x8 2XFP optical LP | 3000 | 2897 | 2872 | Заказ
6022 | Supermicro LAN AOC-NXB-10GCX4 10G Ethernet PCIe Adapter w/ CX4 Copper Interface LP | 767 | 735 | 716 | Заказ
6023 | Supermicro LAN AOC-NXB-10GXSR 10 Gigabit Ethernet PCIe Adapter w/ pluggable XFP optical | 1404 | 1346 | 1310 | Заказ
7971 | Supermicro LAN AOC-PG-i2+ Optional 3rd & 4th Gigabit LAN port | 88 | 83 | 83 | Заказ
8904 | Supermicro LAN AOC-STGN-i2S - Dual 10GBase SFP+ PCI-e x8 2.0 (Intel 82599ES) | 579 | 552 | 547 | Заказ
5190 | Supermicro SAS AOC-USAS-L4i (1068 USAS Card with Software RAID 0,1,10; 4-in 4-out) 16MB SRAM | 156 | 147 | 144 | Заказ
6029 | Supermicro SAS AOC-USAS-L8i (1068 USAS Card ) | 159 | 154 | 152 | Заказ
5194 | Supermicro SAS AOC-USAS-S4i (Sunrise Lake USAS Card with RAID 0,1,10; 4-in 4-out) 256MB DDR2 | 246 | 238 | 236 | Заказ
5196 | Supermicro SAS AOC-USAS-S8i (Sunrise Lake USAS Card with RAID 0,1,10; 8-in) 128MB DDR2 | 246 | 238 | 236 | Заказ
9393 | Supermicro SAS AOC-USAS2-L8E | 199 | 192 | 191 | Заказ
9627 | Supermicro SAS AOC-USAS2-L8I | 174 | 168 | 167 | Заказ
6030 | Supermicro SAS AOC-USASLP-L8i (1068 USAS Card ) | 149 | 144 | 143 | Заказ
5330 | Supermicro SAS AOC-USASLP-S8i (Sunrise Lake USAS Card with RAID 0,1,10; 8-in) 128MB DDR2 LP | 246 | 238 | 236 | Заказ
14698 | Supermicro SAS RAID AOC-SAS2LP-H8iR (2108 LP SAS-2 Card, RAID 0,1,5,6,10,50,60; 8-in) PCI-Ex8, 512Mb | 220 | 215 | 210 | Заказ
6028 | Supermicro SAS RAID AOC-USAS-H4iR (1078 USAS Card with RAID 0, 1, 5, 6, 10, 50, 60; 4-in 4-out) | 619 | 598 | 593 | Заказ
5191 | Supermicro SAS RAID AOC-USAS-L4iR (1068 USAS Card with Software RAID 0,1,5,10; 4-in 4-out) 16MB SRAM | 246 | 238 | 236 | Заказ
5195 | Supermicro SAS RAID AOC-USAS-S4iR (Sunrise Lake USAS Card with RAID 0,1,5,10; 4-in 4-out) 256MB DDR2 | 414 | 400 | 397 | Заказ
5197 | Supermicro SAS RAID AOC-USAS-S8iR (Sunrise Lake USAS Card with RAID 0,1,5,10; 8-in) 256MB DDR2 | 407 | 393 | 389 | Заказ
9392 | Supermicro SAS RAID AOC-USAS2-L8iR | 376 | 363 | 360 | Заказ
9216 | Supermicro SAS RAID AOC-USAS2LP-H8iR (2108 LP USAS-2 Card with RAID 0,1,5,6,10,50,60; 8-in) 512Mb | 512 | 494 | 490 | +
5331 | Supermicro SAS RAID AOC-USASLP-S8iR (Sunrise Lake USAS Card with RAID 0,1,5,10; 8-in) 256MB DDR2 LP | 410 | 396 | 392 | Заказ
6529 | Supermicro SATA2 Controller AOC-SAT2-MV8 8ch | 127 | 122 | 121 | Заказ
4391 | Плата памяти QR32G for P4QH8 | 2 |  |  | ++++
Supermicro SB Ex- (1xLGA2011)
15032 | Mother Board Supermicro MBD-X9SRA-O; Single Socket R (LGA2011); ATX, 8 DIMM slots (256 GB DDR3), 2 | 328 | 320 | 314 | Заказ
15023 | Mother Board Supermicro MBD-X9SRE-F-O | 420 | 409 | 402 | Заказ
15025 | Mother Board Supermicro MBD-X9SRI-3F-O - ATX,LGA2011, Intel® C606, 8xDDR3, 6xSATA+8xSAS, 2xGbE, IPMI | 392 | 382 | 375 | Заказ
15028 | Mother Board Supermicro MBD-X9SRI-F-B | 362 | 352 | 346 | Заказ
15027 | Mother Board Supermicro MBD-X9SRI-F-O - ATX,LGA2011, Intel® C602, 8xDDR3, 10xSATA, 2xGbE,IPMI | 367 | 358 | 351 | +++
15034 | Mother Board Supermicro MBD-X9SRL-F-O - ATX, LGA2011, Intel®C602, 8xDDR3, 10xSATA, 2xGbE, IPMI, VGA | 332 | 324 | 318 | Заказ
Supermicro SB Ex-1xxx LGA 1150
43277 | MB Supermicro MBD-X10SAE-O - ATX, LGA1150, Intel® C226, 4xDDR3, 8xSATA, 2xGbE, Audio, 2xPCI-Ex16 + | 256 | 249 | 245 | +++++
44190 | MB Supermicro MBD-X10SAT-O - ATX, LGA1150, Intel®C226, 4xDDR3, 8xSATA, 2xGbE, Audio 7.1, 3 PCI-Ex16 | 325 | 317 | 311 | +++++
43291 | MB Supermicro MBD-X10SLA-F-O - ATX, LGA1150, Intel®C222, 4xDDR3, 6xSATA, 2xGbE, IPMI, VGA | 228 | 222 | 218 | +++++
43293 | MB Supermicro MBD-X10SLL-F-O - uATX, LGA1150, Intel®C222, 4xDDR3, 6xSATA, 2xGbE, IPMI, VGA | 195 | 190 | 186 | Заказ
43288 | MB Supermicro MBD-X10SLM-F-B | 203 | 198 | 194 | Заказ
43287 | MB Supermicro MBD-X10SLM-F-O - uATX, LGA1150, Intel®C224, 4xDDR3, 6xSATA, 2xGbE, IPMI, VGA | 211 | 206 | 202 | ++
43283 | MB Supermicro MBD-X10SLM+-LN4F-O - uATX, LGA1150, Intel®C224, 4xDDR3, 6xSATA, 4xGbE, IPMI, VGA | 259 | 252 | 247 | ++++
Supermicro SB Ex-1xxx LGA 1155
43295 | MB Supermicro MBD-X9SCE-F-B - Proprietary, LGA1155, Intel®C204, 4xDDR3, 4xSATA, IPMI, PCI-Ex8 for M | 231 | 225 | 221 | +
15725 | MBD-X9SAE-O | 253 | 246 | 242 | Заказ
15991 | Mother Board Supermicro MBD-X9SAE-V-O | 253 | 246 | 242 | Заказ
10782 | Mother Board Supermicro MBD-X9SCA-F-O - ATX, LGA1155, Intel®C204, 4xDDR3, 6xSATA, 2xGbE, IPMI, VGA | 228 | 222 | 218 | Заказ
13113 | Mother Board Supermicro MBD-X9SCI-LN4F-O - ATX, LGA1155, Intel®C204, 4xDDR3, 6xSATA, 4xGbE, IPMI,VGA | 246 | 240 | 235 | +
10418 | Mother Board Supermicro MBD-X9SCL-F-O - uATX, LGA1155, Intel®C202, 4xDDR3, 6xSATA, 2xGbE, IPMI, VGA | 192 | 187 | 184 | +++++
14402 | Mother Board Supermicro MBD-X9SCL+-F-O; Micro ATX, 1 CPU,Intel C202, до 32 GB, 6x SATA Intel PCH Dri | 197 | 192 | 189 | Заказ
10415 | Mother Board Supermicro MBD-X9SCM-F-O - uATX, LGA1155, Intel®C204, 4xDDR3, 6xSATA, 2xGbE, IPMI, VGA | 206 | 200 | 197 | +++++
10022 | X9SCL-B | 177 | 175 | 170 | Заказ
Supermicro SB Ex-2xxx
15710 | MBD-X9DAX-7TF-O | 1043 | 1016 | 997 | Заказ
15712 | MBD-X9DAX-IF-O | 662 | 645 | 633 | Заказ
15988 | MBD-X9DRD-7JLN4F-O | 633 | 616 | 605 | Заказ
42303 | MBD-X9DRD-7LN4F-JBOD-O | 615 | 599 | 588 | +
42201 | MBD-X9DRE-TF+-O | 672 | 654 | 642 | Заказ
15010 | Mother Board Supermicro MBD-X9DA7-O - E-ATX, 2xLGA2011, Intel®C602, 16xDDR3, 10xSATA, 8xSAS, 2xGbE | 641 | 624 | 613 | Заказ
15012 | Mother Board Supermicro MBD-X9DAE-O | 545 | 531 | 521 | Заказ
15014 | Mother Board Supermicro MBD-X9DAI-O - E-ATX,2xLGA2011, Intel®C602, 16xDDR3, 10xSATA, 2xGbE, Audio | 549 | 533 | 523 | +++++
15018 | Mother Board Supermicro MBD-X9DAL-I-O | 391 | 381 | 374 | Заказ
15007 | Mother Board Supermicro MBD-X9DBU-IF-O | 420 | 409 | 402 | +++
14988 | Mother Board Supermicro MBD-X9DR3-F-O - E-ATX, 2xLGA2011, Intel®C606, 16xDDR3, 8xSAS, 2xGbE, IPMI | 519 | 505 | 496 | +++
14987 | Mother Board Supermicro MBD-X9DR3-LN4F+-B - EE-ATX, 2xLGA2011, Intel®C602, 24xDDR3, 8xSAS,4xGbE,IPMI | 583 | 567 | 557 | +
14986 | Mother Board Supermicro MBD-X9DR3-LN4F+-O - EE-ATX, 2xLGA2011, Intel®C602, 24xDDR3, 8xSAS,4xGbE,IPMI | 601 | 585 | 574 | +++++
14984 | Mother Board Supermicro MBD-X9DR7-LN4F-O - E-ATX,2xLGA2011, Intel®C602,16xDDR3, 10xSATA+8xSAS(LSI23 | 661 | 643 | 632 | ++
15697 | Mother Board Supermicro MBD-X9DR7-TF+-O - EE-ATX,2xLGA2011, Intel® C602J,24xDDR3, 2x10GbE(X540),IPMI | 886 | 863 | 847 | +
14996 | Mother Board Supermicro MBD-X9DRD-7LN4F-O - E-ATX, 2xLGA2011, Intel®C602J, 16xDDR3, 4xGbE, IPMI, VGA | 615 | 599 | 588 | Заказ
14999 | Mother Board Supermicro MBD-X9DRD-IF-B; Dual Socket R (LGA2011); E-ATX, 8 DIMM slots (256GB DDR3), | 437 | 425 | 418 | Заказ
14998 | Mother Board Supermicro MBD-X9DRD-IF-O; Dual Socket R (LGA2011); E-ATX, 8 DIMM slots (256GB DDR3), | 442 | 431 | 423 | Заказ
14990 | Mother Board Supermicro MBD-X9DRE-LN4F-O | 570 | 555 | 545 | Заказ
14967 | Mother Board Supermicro MBD-X9DRH-7F-O - E-ATX,2xLGA2011, Intel®C602,16xDDR3, 10xSATA+8xSAS(LSI2208) | 747 | 727 | 714 | Заказ
14965 | Mother Board Supermicro MBD-X9DRH-7TF-O | 876 | 853 | 838 | Заказ
14969 | Mother Board Supermicro MBD-X9DRH-IF-O | 542 | 528 | 519 | Заказ
15394 | Mother Board Supermicro MBD-X9DRH-ITF-O; Dual Socket R (LGA2011); E-ATX, 16 DIMM slots (512GB DDR3 | 659 | 642 | 630 | Заказ
14994 | Mother Board Supermicro MBD-X9DRI-F-O - E-ATX, 2xLGA2011, Intel®C602, 16xDDR3, 10xSATA, 2xGbE, IPMI | 499 | 486 | 477 | +++++
14992 | Mother Board Supermicro MBD-X9DRI-LN4F+-O - EE-ATX, 2xLGA2011, Intel®C602, 24xDDR3, 10xSATA, 4xGbE | 580 | 563 | 552 | +++++
15001 | Mother Board Supermicro MBD-X9DRL-3F-O; Dual Socket R (LGA2011); ATX, 8 DIMM slots (256GB DDR3), 2 | 426 | 414 | 407 | +
15003 | Mother Board Supermicro MBD-X9DRL-IF-O - ATX, 2xLGA2011, Intel®C602, 8xDDR3, 10xSATA, 2xGbE, IPMI | 403 | 393 | 386 | +++++
14981 | Mother Board Supermicro MBD-X9DRT-HIBFF-B; Dual Socket R (LGA2011); Proprietary, 8 DIMM slots (256G | 1051 | 1024 | 1005 | Заказ
14128 | Mother Board Supermicro MBD-X9DRW-6F | 596 | 581 | 570 | +
14977 | Mother Board Supermicro MBD-X9DRW-IF-B; Dual Socket R (LGA2011); E-ATX, 16 DIMM slots (512GB DDR3), | 505 | 492 | 483 | Заказ
43525 | Mother Board Supermicro MBD-X9DRW-IF-O (б/у); Dual Socket R (LGA2011); E-ATX, 16 DIMM slots (512GB), | 515 | 501 | 492 | Заказ
14976 | Mother Board Supermicro MBD-X9DRW-IF-O; Dual Socket R (LGA2011); E-ATX, 16 DIMM slots (512GB DDR3), | 505 | 492 | 483 | +++++
Supermicro SB Ex-4xxx, Ex-8xxx
14963 | Mother Board Supermicro MBD-X9QR7-TF+-O | 1465 | 1427 | 1401 | Заказ
Распродажа MB Supermicro
5113 | MB SM H8DA3-2-O, (Single), Opteron 2xxx, DDR2 ECC Reg,SAS, 2x1G LAN | 245 | 240 | 236 | Заказ
1477 | MB SM H8DAR-8-B, (Bulk), A8131/8111,1PCIx,8xDDR400 ECC Reg,SCSI,ATI8Mb, 2x1G LAN, | 35 | 35 | 35 | +++++
1489 | MB SM H8QC8+-B (Bulk), OEM; 4xOpteron | 40 | 40 | 40 | ++
1491 | MB SM H8QCE+-B (Bulk), OEM; 4xOpteron | 40 | 40 | 40 | +++
1492 | MB SM H8SSL-i-B (Bulk) 1xOpteron | 255 | 242 | 238 | Заказ
1494 | MB SM H8SSL-R10-B (Bulk), 1xOpteron (socket939), DDR 400/333MHz ECC/non-ECC, 4SATA (RAID 0,1,10) | 268 | 254 | 250 | ++++
7072 | MB SuperMicro C2SBX-B (Bulk); LGA775, Intel® X38+ICH9R, Core2 (FSB 1333/1066/800), DDR-3 1333/1066 | 238 | 232 | 227 | +
1510 | MB SuperMicro P4DPE-Q0 2xXeon, E7500, IPMI, DDR ECC Reg.,PCI-X,SVGA,2x100 LAN | 10 | 40 | 40 | +++++
16844 | MB SuperMicro X7DA3+-B | 527 | 513 | 504 | +
6883 | MB SuperMicro X7DBP-8-B (Bulk) | 90 | 90 | 90 | +
4268 | MB SuperMicro X7DBR-8-B (Bulk) | 20 | 470 | 461 | +
6000 | MB SuperMicro X7DCA-i-O (Single) | 399 | 379 | 372 | Заказ
16808 | MB SuperMicro X7DCL-3-B | 403 | 393 | 386 | Заказ
10690 | MB SuperMicro X7DVL-E-B (Bulk)(из ремонта) | 280 | 280 | 280 | +
5652 | MB SuperMicro X7DWU-B (Bulk) | 50 | 50 | 50 | Заказ
8887 | MB Supermicro X8QB6-F-B | 2742 | 2670 | 2622 | Заказ
17079 | MBD-H8DA6+-F-B | 611 | 594 | 584 | Заказ
17072 | MBD-H8DMT-F-B | 367 | 358 | 351 | Заказ
16939 | MBD-X8STI-B | 275 | 268 | 263 | Заказ
16938 | MBD-X8STI-F-B | 293 | 286 | 281 | Заказ
14270 | Mother Board Supermicro MBD-H8DGU-F-B; Proprietary, 2 CPU,AMD SR5670 + SP5100, до 256 GB DDR3, , 6x | 451 | 439 | 431 | Заказ
4280 | Mother Board Supermicro MBD-H8DME-2-B; Ext. ATX, 2 CPU,nVidia MCP55-Pro / NEC uPD720400, до 64 GB, , | 357 | 348 | 342 | +
4281 | Mother Board Supermicro MBD-H8DME-2-O; Ext. ATX, 2 CPU,nVidia MCP55-Pro / NEC uPD720400, до 64 GB, , | 367 | 358 | 351 | Заказ
5956 | Mother Board Supermicro MBD-H8DMU+-B; Proprietary, 2 CPU,nVidia MCP55-Pro, до 64 GB, , 6x SATA MCP55 | 337 | 328 | 322 | +
4286 | Mother Board Supermicro MBD-H8QME-2+-B; SWTX, 4 CPU,nVidia MCP55-Pro / AMD 8132, до 64 GB, , 6x SATA | 731 | 712 | 699 | Заказ
5107 | Mother Board Supermicro MBD-PDSMU-B; ATX, 1 CPU,Intel 3010, до 8 GB, 4x SATA ICH7-R,IPMI, 2x G-bit L | 242 | 236 | 231 | Заказ
8885 | Mother Board Supermicro MBD-X8DTG-DF-B; Proprietary, 2 CPU,Intel 5520, до 192 GB, 6x SATA Intel ICH1 | 483 | 470 | 461 | Заказ
8393 | Mother Board Supermicro MBD-X8DTT-HF+-B; Proprietary, 2 CPU,Intel 5520, до 194 GB, ,IPMI, LAN, 1xPC | 384 | 374 | 367 | Заказ
8396 | Mother Board Supermicro MBD-X8DTU-LN4F+-B; Proprietary, 2 CPU,Intel 5520, до 288 GB, 6x SATA ICH10R | 572 | 557 | 547 | Заказ
6041 | SBi-7125W-S6 Blade Module [(1600/1333 FSB, 64GB FBD, 6x 2.5" SAS/SATA, 4x DDR (20Gb/s) IB | 1079 | 1050 | 1031 | +++
6580 | SBi-7425C-S3 DatacenterBlade Module [(1333/1066 FSB, 24GB DDR2, 3x 2.5" SAS/SATA] | 315 | 315 | 315 | +++++
Оборудование SCSI, SATA, SAS
Кабели IDE
2678 | Кабель внутренний IDE 2 dev | 2 | 0.7 | 0.6 | +++++
2688 | Кабель внутренний UDMA-66 2 dev | 2 | 2.63 | 2.25 | +++++
Кабели SAS
4666 | Кабель внешний SAS SFF-8088 - 4x SFF-8470 4m (Mini-SASx4 - 4xSAS) Adaptec | 204 | 198 | 194 | Заказ
4667 | Кабель внешний SAS SFF-8088 - SFF-8088 1m (Mini-SASx4 - Mini-SASx4) Adaptec | 122 | 119 | 116 | Заказ
42627 | Кабель внешний SAS SFF-8088 - SFF-8088 2m (Mini-SASx4 - Mini-SASx4) | 75 | 72 | 70 | ++
8948 | Кабель внешний SAS SFF-8088 - SFF-8088 2m (Mini-SASx4 - Mini-SASx4) 3WARE (#SFF8088SAS-20M) | 128 | 125 | 120 | Заказ
8382 | Кабель внешний SAS SFF-8088 - SFF-8088 2m (Mini-SASx4 - Mini-SASx4) Adaptec | 133 | 130 | 126 | Заказ
4163 | Кабель внешний SAS SFF-8088 - SFF-8470 1m (Mini-SASx4 - SASx4) Adaptec | 121 | 117 | 114 | Заказ
4668 | Кабель внешний SAS SFF-8088 - SFF-8470 2m (Mini-SASx4 - SASx4) Adaptec | 132 | 128 | 125 | Заказ
4669 | Кабель внешний SAS SFF-8088 - SFF-8470 4m (Mini-SASx4 - SASx4) Adaptec | 121 | 118 | 116 | Заказ
17669 | Кабель внешний SAS SFF-8644 - SFF-8088, 2m (ACK-E-HDmSAS-E-mSAS-2M Adaptec 2280300-R) | 144 | 138 | 133 | ++++
7614 | Кабель внутренний SAS 29Pin (Signal+Power) - (SFF-8482) (SATA - SAS) 50см | 11 | 10 | 9 | Заказ
7701 | Кабель внутренний SAS CBL-M8OCF-06M (M8-8*SATA), 3WARE | 98 | 93 | 90 | Заказ
7700 | Кабель внутренний SAS CBL-M8OCF-10M (M8-8*SATA), 3WARE | 115 | 110 | 105 | Заказ
6782 | Кабель внутренний SAS SFF-8087 - 4x SATA (угловой) 0.5m (Mini-SASx4 - 4xSATA) | 37 | 36 | 35 | +++++
9081 | Кабель внутренний SAS SFF-8087 - 4x SATA (угловой) 1m (Mini-SASx4 - 4xSATA) + SideBand | 40 | 39 | 38 | Заказ
8629 | Кабель внутренний SAS SFF-8087 - 4x SATA 0.5m (Mini-SASx4 - 4xSATA) + SideBand | 37 | 36 | 35 | +++++
6093 | Кабель внутренний SAS SFF-8087 - 4x SATA 1m (Mini-SASx4 - 4xSATA) + SideBand | 40 | 39 | 38 | +
5613 | Кабель внутренний SAS SFF-8087 - 4x SFF-8482 0.5m (Mini-SASx4 - 4xSAS) + power | 37 | 36 | 35 | Заказ
5614 | Кабель внутренний SAS SFF-8087 - 4x SFF-8482 1m (Mini-SASx4 - 4xSAS) + power | 41 | 40 | 39 | Заказ
7878 | Кабель внутренний SAS SFF-8087 - SFF-8087 0.5m (Mini-SASx4 - Mini-SASx4) | 37 | 36 | 35 | Заказ
5612 | Кабель внутренний SAS SFF-8087 - SFF-8087 1m (Mini-SASx4 - Mini-SASx4) | 39 | 38 | 37 | +++++
5428 | Кабель внутренний SAS SFF-8087 (угловой) - 4x SATA 0.7m (Mini-SASx4) (Mini-SASx4 - 4xSATA) | 37 | 36 | 35 | ++
8150 | Кабель внутренний SAS SFF-8087 (угловой) - SFF-8087 (прямой) 1.0m (Mini-SASx4 - Mini-SASx4) | 48 | 46 | 45 | +++++
2644 | Кабель внутренний SAS SFF-8484 - 4x SATA 0.5m (SASx4 - 4xSATA) | 27 | 25 | 23 | Заказ
5469 | Кабель внутренний SAS SFF-8484 - 4x SATA 0.5m (SASx4 - 4xSATA) Adaptec (#2167100-R) | 74 | 72 | 70 | Заказ
5470 | Кабель внутренний SAS SFF-8484 - 4x SATA 1m (SASx4 - 4xSATA) Adaptec (#2167000-R) | 78 | 76 | 75 | Заказ
6454 | Кабель внутренний SAS SFF-8484 - 4x SATA 1m (SASx4 - 4xSATA) Adaptec with sideband (SFF-8448) | 78 | 76 | 75 | Заказ
4580 | Кабель внутренний SAS SFF-8484 - 4x SFF-8482 0,5m (SASx4 - 4xSAS) Adaptec (#2214600-R) | 84 | 82 | 80 | Заказ
2646 | Кабель внутренний SAS SFF-8484 - SFF-8484 0.5m (SASx4 - SASx4) | 19 | 18 | 17 | Заказ
4581 | Кабель внутренний SAS SFF-8484 - SFF-8484 0.5m (SASx4 - SASx4) Adaptec (#2166900) | 19 | 18 | 17 | Заказ
2647 | Кабель внутренний SAS SFF-8484 - SFF-8484 1m (SASx4 - SASx4) | 23 | 21 | 19 | Заказ
4582 | Кабель внутренний SAS SFF-8484 - SFF-8484 1m (SASx4 - SASx4) Adaptec | 30 | 30 | 30 | Заказ
17672 | Кабель внутренний SAS SFF-8643 - 4xSATA, 0.8m + SB (ACK-I-HDmSAS-4SATA-SB-0.8M Adaptec 2279800-R) | 44 | 42 | 41 | +++++
17670 | Кабель внутренний SAS SFF-8643 - SFF-8087, 1m (ACK-I-HDmSAS-mSAS-1M Adaptec 2279700-R) | 44 | 42 | 41 | +++++
17671 | Кабель внутренний SAS SFF-8643 - SFF-8482,0.8m + SB (ACK-I-HDmSAS-4SAS-SB-0.8M Adaptec 2280100-R) | 44 | 42 | 41 | +++++
17676 | Кабель внутренний SAS SFF-8643 угловой - 4xSATA 0.8m (ACK-I-rA-HDmSAS-4SATA-SB-0.8M Adaptec 2280000- | 44 | 42 | 41 | +++++
17674 | Кабель внутренний SAS SFF-8643 угловой - 4xSATA угл (ACK-I-rA-HDmSAS-4rASATA-SB-0.8M Adaptec 2279900 | 44 | 42 | 41 | +++++
17673 | Кабель внутренний SAS SFF-8643 угловой - SFF-8087,0.8m (ACK-I-rA-HDmSAS-mSAS-0.8M Adaptec 2280200-R) | 44 | 42 | 41 | +++++
17675 | Кабель внутренний SAS SFF-8643 угловой - SFF-8482,0.8m (ACK-I-rA-HDmSAS-4SAS-SB-0.8M Adaptec 2279600 | 44 | 42 | 41 | +++++
Кабели SATA
5804 | Кабель интерфейсный SATA 3WARE MultiLane CBL-M8OCF-06M (M8-8*SATA), 60cm | 40 | 40 | 40 | ++++
6281 | Кабель-переходник SATA Power cable 2connectors (IDE 4pin -> 2*SATA), 15cm | 3 | 3 | 3 | Заказ
Кабели SCSI
4319 | Cable int LVD 1dev 24sm CBL-0033-U320 | 2 | 2 | 2 | +++++
239 | Cable int LVD 7 dev.+Term LVD/SE U320 Twist-and-Flat | 45 | 43 | 43 | +++++
241 | Cable int SCSI 7 DEV | 5 | 5 | 5 | +++++
2673 | Кабель внешний SCSI uHDC68M(T)/C50M, Hit., 91cm/ CM6204-036 | 1 | 22 | 22 | +++++
2674 | Кабель внешний SCSI Y-Cable, HD68F/HD68M/HD68F/3007542-002 | 2 | 12 | 12 | +++++
2685 | Кабель внутренний SCSI, 68p, 2 - Device, 91cm/ CR5502-024 | 2 | 6 | 6 | +++++
Переходники SCSI
3438 | Переходник внешний SCSI, Ext., C50F/HD68M(TS)/ AD4205-00 | 2 | 5 | 5 | +++++
3440 | Переходник внешний SCSI, Ext., C50M/HD68F(TS)/ AD4200-00 | 2 | 5 | 5 | ++
3448 | Переходник внутренний SCA-SCSI Conner SCA80x50 | 2 | 1 | 1 | ++
Терминаторы SCSI
2420 | Terminator Ext., Passive, C50M/F/ TE4105 | 2 | 4 | 4 | ++
2421 | Terminator Int. , Active, IDC50M/F/ TE1220 | 2 | 4 | 4 | +++
2423 | Terminator Int. , Passive, IDC50M/ TE1100 | 2 | 4 | 4 | +++
2424 | Terminator Int. , Passive, IDC50M/F / TE1120 | 2 | 4 | 4 | +++++
2434 | THD68IAU Int LVD activ Terminator | 1 | 1 | 1 | +++
Память SDRAM
797 | DDR 0256Mb PC2100 ECC Reg. Corsair | 10 | 10 | 10 | ++
801 | DDR 0256Mb PC2700 Kingston KVR333X64C25/256 | 10 | 10 | 10 | +++++
DDR 2
4610 | DDR2-667 0512Mb Kingston ECC Reg. KVR667D2S8P5/512 (Single Rank) | 10 | 10 | 10 | ++
878 | DDR2-667 0512Mb Kingston KVR667D2N5/512 | 5 | 5 | 5 | +++
4608 | DDR2-667 1024Mb Kingston ECC Reg. KVR667D2D8P5/1G (Dual Rank) | 20 | 20 | 20 | +++++
4619 | DDR2-800 0512Mb Kingston ECC KVR800D2E5/512 | 8 | 8 | 8 | +
843 | DDR 256Mb ECC Reg. PC2100 Infineon/Hitachi | 10 | 10 | 10 | ++
844 | DDR 256Mb ECC Reg. PC2100 Samsung | 10 | 10 | 10 | ++
DDR 3
ECC / non-ECC
16143 | DDR3-1600MHz 4Gb Kingston KVR16E11/4 ECC CL11 w/TS | 55 | 54 | 53 | +++++
44724 | DDR3-1600MHz 4Gb Kingston KVR16E11S8/4 ECC CL11 w/TS, SR x8 | 54 | 52 | 51 | +++++
42176 | DDR3-1600MHz 8Gb Kingston KVR16E11/8 ECC CL11 w/TS | 94 | 92 | 91 | +++++
44476 | DDR3-1600MHz 8Gb Kingston KVR16LE11L/8 ECC CL11 w/TS VLP (Low Profile) | 97 | 95 | 94 | +++++
44507 | DDR3-1866MHz 8Gb Kingston KVR18E13/8 ECC CL13 w/TS | 97 | 94 | 93 | +++++
ECC Reg
7510 | DDR3-1066MHz 1Gb Hynix HMT112R7AFP8C-G7 ECC Reg CL7 (7-7-7), x8 | 17 | 17 | 17 | +
16191 | DDR3-1333MHz 16Gb Kingston KVR13R9D4/16 ECC Reg CL9 (Dual Rank), x4 w/Therm Sen | 170 | 169 | 168 | ++
7511 | DDR3-1333MHz 1Gb Hynix HMT112R7AFP8C-H9 ECC Reg CL9 (9-9-9), x8 | 15 | 15 | 15 | +
15347 | DDR3-1333MHz 32Gb Samsung M393B4G70***-YH9 ECC Reg 1.35V | 1150 | 1120 | 1100 | Заказ
43500 | DDR3-1600MHz 16Gb Kingston KVR16LR11D4/16 ECC Reg CL11 (Dual Rank), x4 w/Therm Sen, 1.35V | 175 | 173 | 172 | Заказ
15985 | DDR3-1600MHz 16Gb Kingston KVR16R11D4/16 ECC Reg CL11 (Dual Rank), x4 w/Therm Sen | 180 | 179 | 178 | +++++
15384 | DDR3-1600MHz 16Gb Samsung M393B2G70***-CK0 ECC Reg 1.5V | 181 | 179 | 178 | ++
42175 | DDR3-1600MHz 16Gb Samsung M393B2G70***-YK0 ECC Reg 1.35V | 181 | 179 | 178 | +++++
17635 | DDR3-1600MHz 2Gb Kingston KVR16R11S8/2 ECC Reg CL11 (Single Rank), x8 w/Therm Sen | 34 | 33 | 32 | +++++
43456 | DDR3-1600MHz 4Gb Kingston KVR16LR11S8/4 ECC Reg CL11 (Single Rank), x8 w/Therm Sen, 1.35V | 59 | 58 | 56 | Заказ
15958 | DDR3-1600MHz 4Gb Kingston KVR16R11D8/4 ECC Reg CL11 (Dual Rank), x8 w/Therm Sen | 59 | 58 | 56 | ++++
43728 | DDR3-1600MHz 4Gb Kingston KVR16R11S4/4 ECC Reg CL11 (Single Rank), x4 w/Therm Sen | 59 | 58 | 56 | ++
44148 | DDR3-1600MHz 4Gb Kingston KVR16R11S4L/4 VLP ECC Reg CL11 (Single Rank), x4 w/Therm Sen | 58 | 57 | 56 | +++
44936 | DDR3-1600MHz 4Gb Kingston KVR16R11S8/4 ECC Reg CL11 (SR x8), 1.5V, w/TS | 55 | 54 | 53 | +++++
43365 | DDR3-1600MHz 8Gb Kingston KVR16LR11D8/8 ECC Reg CL11 (Dual Rank), x8 w/Therm Sen, 1.35V | 96 | 95 | 94 | Заказ
15659 | DDR3-1600MHz 8Gb Kingston KVR16R11D4/8 ECC Reg CL11 (Dual Rank), x4 w/Therm Sen | 95 | 93 | 93 | +
43881 | DDR3-1600MHz 8Gb Kingston KVR16R11D8/8 ECC Reg CL11 (Dual Rank), x8 w/Therm Sen | 95 | 93 | 93 | +++++
43381 | DDR3-1600MHz 8Gb Kingston KVR16R11S4/8 ECC Reg CL11 (Single Rank), x4 w/Therm Sen | 94 | 92 | 91 | +++++
44254 | DDR3-1866MHz 16Gb Kingston KVR18R13D4/16 ECC Reg CL13 (DR x4), 1.5V | 182 | 181 | 180 | +++++
44736 | DDR3-1866MHz 8Gb Kingston KVR18R13S4/8 ECC Reg CL13 (SR x4), 1.5V | 99 | 96 | 95 | +++++
FBD
4478 | DDR2-533 FBD 0512Mb Kingston ECC KVR533D2S8F4/512 (Single Rank) | 10 | 10 | 10 | +++++
4857 | DDR2-667 FBD 2048Mb Kingston ECC KVR667D2S4F5/2G (Single Rank) | 50 | 50 | 50 | +
6219 | DDR2-667 FBD 2048Mb QIMONDA ECC HYS72T256420HFA-3S | 20 | 20 | 20 | +
Flash Card & Disk on Mode
900 | Flash Disk On Module (DOM) Transcend 1Gb TS1GDOM40V 40-pin IDE interface | 10 | 10 | 10 | Заказ
903 | Flash Disk On Module (DOM) Transcend 512Mb TS512MDOM40V 40-pin IDE interface | 50 | 46 | 45 | Заказ
SO-DIMM
43472 | DDR3-1333MHz SO-DIMM 2Gb Kingston KVR13LSE9/2 ECC | 39 | 38 | 36 | +++++
15335 | DDR3-1333MHz SO-DIMM 4Gb Kingston KVR1333D3S9/4G | 52 | 50 | 49 | Заказ
44129 | DDR3-1333MHz SO-DIMM 4Gb Kingston KVR13LSE9S8/4 ECC | 58 | 56 | 55 | Заказ
43351 | DDR3-1333MHz SO-DIMM 8Gb Kingston KVR13LSE9/8 ECC | 95 | 93 | 92 | ++++
10591 | DDR3-800 SO-DIMM 2048Mb Kingston KVR800D3S8S6/2G (Single Rank) | 26 | 25 | 24 | Заказ
Переключатели KVM
Aten
6542 | KVM Cable ATEN 2L-5202P (CS1754/1758/ACS1208/1216); PS/2, 1.8m, PC:2*PS/2(m)+DB15(m)-SW:SPHD15(m) | 14 | 14 | 13 | ++
6543 | KVM Cable ATEN 2L-5203P (CS1754/1758/ACS1208/1216); PS/2, 3m, PC:2*PS/2(m)+DB15(m)-SW:SPHD15(m) | 17 | 17 | 16 | Заказ
6544 | KVM Cable ATEN 2L-5206P (CS1754/1758/ACS1208/1216); PS/2, 6m, PC:2*PS/2(m)+DB15(m)-SW:SPHD15(m) | 25 | 24 | 23 | Заказ
6535 | KVM Cable ATEN 2L-5302P (CS1754/1758); PS/2, 1.8m, PC:2*PS/2(m)+DB15(m)+2*Audio-SW:SPHD15(m)+2*Audio | 18 | 17 | 16 | Заказ
6539 | KVM Cable ATEN 2L-5302U (CS1754/1758); USB, 1.8m, PC:USB(A)+DB15(m)+2*Audio-SW:SPHD15(m)+2*Audio | 18 | 17 | 16 | Заказ
6536 | KVM Cable ATEN 2L-5303P (CS1754/1758); PS/2, 3m, PC:2*PS/2(m)+DB15(m)+2*Audio-SW:SPHD15(m)+2*Audio | 22 | 21 | 21 | Заказ
6540 | KVM Cable ATEN 2L-5303U (CS1754/1758); USB, 3m, PC:USB(A)+DB15(m)+2*Audio-SW:SPHD15(m)+2*Audio | 22 | 21 | 21 | Заказ
6537 | KVM Cable ATEN 2L-5305P (CS1754/1758); PS/2, 5m, PC:2*PS/2(m)+DB15(m)+2*Audio-SW:SPHD15(m)+2*Audio | 25 | 24 | 24 | Заказ
6541 | KVM Cable ATEN 2L-5305U (CS1754/1758); USB, 5m, PC:USB(A)+DB15(m)+2*Audio-SW:SPHD15(m)+2*Audio | 26 | 25 | 24 | Заказ
6550 | KVM Console ATEN CL-1200LR; 15" LCD 1024x768, RM 1U | 1117 | 1081 | 1045 | Заказ
6551 | KVM Console ATEN CL-1200MR; 17" LCD 1280x1024, RM 1U | 1243 | 1203 | 1164 | Заказ
6552 | KVM Console/Switch ATEN CL-1208LR; 8 port PS/2 (Daisy-chain casc. upto 256), LCD 15", KB, TP, RM 1U | 1419 | 1374 | 1329 | Заказ
6553 | KVM Console/Switch ATEN CL-1208MR; 8 port PS/2 (Daisy-chain casc. upto 256), LCD 17", KB, TP, RM 1U | 1529 | 1480 | 1432 | Заказ
6554 | KVM Console/Switch ATEN CL-1216LR; 16 port PS/2 (Daisy-chain casc. upto 256), LCD 15", KB, TP, RM 1U | 1568 | 1518 | 1468 | Заказ
6555 | KVM Console/Switch ATEN CL-1216MR; 16 port PS/2 (Daisy-chain casc. upto 256), LCD 17", KB, TP, RM 1U | 1683 | 1629 | 1576 | Заказ
6522 | KVM on the NET ATEN CN-6000; 32 Session, Virtual Madia, PON | 567 | 548 | 530 | Заказ
6520 | KVM Switch ATEN ACS-1208A; 8 port PS/2 (Daisy-chain cascadable upto 256), RM 1U | 403 | 390 | 377 | Заказ
6521 | KVM Switch ATEN ACS-1216A; 16 port PS/2 (Daisy-chain cascadable upto 256), RM 1U | 523 | 506 | 489 | Заказ
6516 | KVM Switch ATEN CS-1758; 8 port PS/2, USB (cascadable upto 512), RM 1U | 288 | 279 | 270 | Заказ
3394 | Набор кабелей (Monitor, Keyb, Mouse) 1.8m | 20 | 20 | 19 | +++
3395 | Набор кабелей (Monitor, Keyb, Mouse) 3m | 28 | 28 | 28 | ++
44022 | Переключатель KVM EW-K1304DU MultiCo ; 4 port USB, DVI, встроенные кабели, настольный | 105.78 | 107 | 105 | Заказ
Приводы FDD, CD, DVD, CD±RW, DVD±RW, BD, Slim
43477 | BD-RW Pioneer BDR-208DBK 15x/16x, LabelFlash, Black, SATA | 90 | 88 | 86 | Заказ
531 | CD-RW NEC NR9300A/GNB 48x/24x black oem | 5 | 5 | 5 | +++
532 | CD-RW SONY CRX 175A-RP 24x/10x/40x int. ATAPI Ret. | 5 | 5 | 5 | +++++
533 | CD-RW SONY CRX-75A-RP 8x/4x/24x Ext Slim | 5 | 1 | 1 | +++++
527 | Combo ASUS AP160R CD-ROM+FDD int 5.25" | 5 | 62 | 62 | ++
44236 | DVD±RW ASUS SDRW-08D2S-U LITE/BLK/G/AS, Black, EXT USB SLIM RTL | 45 | 42 | 40 | +++
44943 | DVD±RW ASUS SDRW-08D2S-U LITE/BLK/G/AS, White, EXT USB SLIM RTL | 45 | 42 | 40 | ++
43891 | DVD±RW Pioneer DVR-221LBK 24x, LabelFlash, Black, SATA | 25 | 24 | 23 | +++++
8018 | FDD TEAC 3.5" 1.44MB Black (FD-235HF) | 10 | 10 | 10 | +++
524 | Slim CD-ROM Teac CD-224E 52x Black | 5 | 5 | 5 | +++++
534 | Slim CD-RW Teac CD-W224EA-93 24x/10x black | 5 | 5 | 5 | +
5725 | Slim DVD-ROM Panasonic 8x/24x (SR-8178-C) miniIDE Black | 10 | 10 | 10 | +
44486 | Slim DVD±RW Lite-On DS-8ABSH-32 miniSATA Black | 30 | 28 | 25 | +++++
43998 | Slim DVD±RW Pioneer DVR-TD11R miniSATA Black | 30 | 28 | 25 | +++++
Процессоры Intel & AMD
Cooler, Fan
2127 | *SNK-0032 1U, P4 Passive Heatsink, S478 | 5 | 5 | 5 | Заказ
7987 | *SNK-P0032A4 1U Active CPU HS for SC502/503 UP LGA775 | 38 | 37 | 36 | Заказ
1363 | Cooler Intel for Coppermine CPU Active Heatsink | 2 | 6.5 | 6 | +++++
16131 | Cooler Intel ORIGINAL (Active) LC1156 Al+Cu, LGA1156/LGA1155 for Xeon E34**/E3 series Max 105W | 20 | 17 | 15 | +
7868 | Cooler Intel Thermal Solution (Combo) BXSTS100C for LGA-1366, 55** & 56** Xeon CPU series Max 130W | 39 | 37 | 35 | Заказ
15390 | Cooler Intel Thermal Solution (Combo) BXSTS200C for LGA-2011, E5-26** Xeon CPU series | 40 | 39 | 38 | +
15389 | Cooler Intel Thermal Solution (Narrow) BXSTS200PNRW for LGA-2011, E5-26** Xeon CPU series | 33 | 32 | 30 | ++
7867 | Cooler Intel Thermal Solution (Passive) BXSTS100P for LGA-1366, 55** & 56** Xeon CPU series Max 95W | 37 | 35 | 34 | Заказ
2302 | Cooler SuperMicro for Coppermine D 1.13Ghz Tualat | 4 | 4 | 4 | +++++
2097 | SKT-0120 1U Xeon Retention with Mounting Plate | 9 | 8 | 8 | Заказ
7051 | SNK-0023 HEATSINK - FOR FCPGA CPU & SYS-6010H/L | 2 | 2 | 2 | +++++
7050 | SNK-0030 2U Passive Heat Sink for Intel® Pentium® III Processors | 2 | 2 | 2 | ++++
2129 | SNK-0040 1U, Xeon Passive Heatsink with Screw | 7 | 7 | 7 | Заказ
17527 | SNK-0046 | 18 | 17 | 17 | Заказ
16479 | SNK-C0054A4L | 30 | 29 | 29 | Заказ
17528 | SNK-P0001 | 27 | 26 | 26 | Заказ
2130 | SNK-P0002 1U, P4 Passive Heatsink, 5013 | 28 | 27 | 27 | +++++
4459 | SNK-P0003 1U XEON DIRECT MOUNT COPPER HEAT SINK | 25 | 24 | 24 | +
2131 | SNK-P0004 1U, Xeon Passive CU Heatsink (Required w/ SKT-0120), SC812's, SC813M's, 6013P8/L8 | 20 | 20 | 19 | +++++
17529 | SNK-P0007 | 19 | 18 | 18 | Заказ
2135 | SNK-P0008A4 - Cooler for Intel Xeon socket 603/604(Nocona), Active Heatsink, SC942/932/832/742/733 | 33 | 32 | 32 | +++++
2136 | SNK-P0009 1U, Nocona CEK Passive Heatsink, SC814’s | 26 | 25 | 25 | Заказ
2137 | SNK-P0010 2U, Nocona CEK Passive Heatsink, SC823’s, 833, 933 | 35 | 34 | 33 | Заказ
2138 | SNK-P0011 1U, LGA775 Passive Heatsink | 30 | 29 | 29 | Заказ
2139 | SNK-P0012 1U, Opteron Passive Heatsink | 28 | 27 | 27 | Заказ
2141 | SNK-P0013 2U, Opteron Passive Heatsink Al-Cu | 37 | 35 | 34 | Заказ
2142 | SNK-P0014AP4 - Cooler for AMD Opteron S754,S939,S940, Active Heatsink Cu, 4-pin | 18 | 16 | 16 | +++++
8547 | SNK-P0015A4 2U+ Active CPU HS FOR INTEL LGA775 | 27 | 26 | 26 | +++++
5051 | SNK-P0016P 1U, Pentium D LGA775, Passive Heatsink | 30 | 29 | 29 | Заказ
4171 | SNK-P0017 1U, Passive Heatsink, Dempsey LGA771 | 22 | 21 | 21 | Заказ
4173 | SNK-P0019 1U, Passive Heatsink, FC-PGA6 Sossaman CPU | 10 | 10 | 10 | +++++
4174 | SNK-P0020A4 3U+, Active Dempsey Heatsink w/ PWM Fan LGA771 | 41 | 40 | 39 | Заказ
4175 | SNK-P0021A 2U+ - Active Heatsink for Intel Xeon LV 667 FSB, 2U and above | 19 | 18 | 18 | +++++
7934 | SNK-P0022+ 1U, Passive Heatsink, Socket F AMD | 28 | 27 | 27 | Заказ
4343 | SNK-P0023P 2U+, Passive Heatpipe Heatsink, Socket F AMD | 28 | 27 | 26 | +++++
17530 | SNK-P0023P+ | 29 | 28 | 28 | Заказ
4344 | SNK-P0024AP4 3U+, 4-Wire Active Heatsink for Socket, 2 Pipe | 31 | 30 | 29 | +++++
4176 | SNK-P0025P 2U+, Passive Heatpipe Heatsink, Dempsey LGA 771 | 27 | 26 | 26 | Заказ
4345 | SNK-P0026 1U, Passive Heatsink, AM2 AMD | 32 | 30 | 30 | +++++
17531 | SNK-P0027AP4 | 32 | 30 | 30 | Заказ
4346 | SNK-P0027P 2U+, Passive Heatpipe Heatsink, AM2 AMD | 44 | 41 | 39 | Заказ
4347 | SNK-P0028P 1U, Passive Heatpipe Heatsink for Tulsa, Intel Quad | 28 | 27 | 27 | +++++
4348 | SNK-P0029P 2U+, Passive Heatpipe Heatsink for Tulsa, Intel Quad | 29 | 28 | 28 | ++++
5036 | SNK-P0030P - Heatsink for 10-Blade Server CPU Intel Xeon 50/51/52/53/54 LGA771 | 37 | 36 | 35 | +++++
6748 | SNK-P0031P - Heatsink for 10-Blade Server CPU AMD Opteron Series 2000/8000 Socket F (1207) | 31 | 30 | 29 | Заказ
6774 | SNK-P0032P - Heatsink for 14-Blade Server CPU Intel Xeon 50/51/52/53/54 LGA771 | 36 | 35 | 34 | +++++
8912 | SNK-P0033 | 21 | 20 | 20 | Заказ
5729 | SNK-P0034AP4 4U+ Active CPU HS for 743 w/X7 DP LGA771 | 40 | 38 | 38 | Заказ
7975 | SNK-P0034P - Heatsink for 10-Blade Server CPU Intel Xeon 55/56 LGA1366 | 21 | 21 | 20 | Заказ
7114 | SNK-P0035AP4 4U+, Active CPU Heatsink, SC733's, SC735's LGA775/1366 | 37 | 36 | 36 | +
9491 | SNK-P0036 - Heatsink for 1U UP Server CPU Intel Core i7 & Xeon 35/55/56 LGA1366 | 28 | 27 | 27 | Заказ
8149 | SNK-P0036A4 - 2U ACTIVE CPU HS FOR INTEL LGA1366 X8 UP MB | 30 | 29 | 29 | +++++
7558 | SNK-P0037 1U PASSIVE CPU HS FOR INTEL LGA1366 X8 MB | 26 | 25 | 25 | Заказ
8381 | SNK-P0037P 1U PASSIVE CPU HS FOR INTEL LGA1366 X8 MB | 21 | 20 | 20 | Заказ
7559 | SNK-P0038P - 2U+ PASSIVE CPU HS FOR INTEL LGA1366 X8 MB | 25 | 24 | 24 | Заказ
8913 | SNK-P0038PS 2U Twin Servers PASSIVE CPU HS FOR INTEL LGA1366 X8 MB | 25 | 24 | 24 | Заказ
7560 | SNK-P0040AP4 - 4U Active CPU HS FOR INTEL LGA1366 X8 MB | 37 | 36 | 36 | Заказ
8184 | SNK-P0041 - 1U, Passive CPU Heatsink, X8DTL MB | 21 | 20 | 20 | Заказ
8787 | SNK-P0042P- 1U, Passive CPU Heatsink, AMD Socket G34 | 29 | 28 | 28 | ++
8788 | SNK-P0043P - 2U, Passive CPU Heatsink, AMD Socket G34 | 31 | 30 | 30 | Заказ
8914 | SNK-P0044P - 1U MP Servers LGA1567 Xeon® Processor 7500 Series | 31 | 30 | 30 | ++++
15473 | SNK-P0044P+ | 34 | 33 | 33 | Заказ
8587 | SNK-P0046A4 - 2U(+) ACTIVE CPU HS for Intel Xeon/Core-i Series LGA1156/LGA1155/LGA1150 for UP MB | 27 | 26 | 26 | +++++
9593 | SNK-P0046P - 1U PASSIVE CPU HS for Intel Xeon 3400 Series LGA1156/LGA1155 UP MB X8 | 25 | 24 | 24 | +++++
14579 | SNK-P0047P 1U Passive CPU Heat Sink for X9 Generation Motherboards w/ Square ILM 90 x 90 x 27 | 22 | 21 | 21 | +++++
14575 | SNK-P0047PS 1U Passive CPU Heat Sink for X9 Generation Motherboards w/ Narrow ILM 104 x 80 x 27 | 22 | 21 | 21 | +++++
15474 | SNK-P0047PS+ | 23 | 22 | 22 | Заказ
15475 | SNK-P0047PSC | 23 | 22 | 22 | Заказ
14581 | SNK-P0047PW - 1U Passive Proprietary Square, 90 x 110 x 27, SS2027TRHTRF/HIBQRF, ( X9DRTH(IBQ)F /SC2 | 37 | 36 | 35 | Заказ
15986 | SNK-P0048AP4 - 2U(+) Active CPU Heat Sink for Intel Xeon E5-26** series, LGA2011, 85*80*65 mm | 41 | 40 | 39 | +++++
14580 | SNK-P0048P 2U Passive CPU Heat Sink for X9 Generation Motherboards w/ Square ILM 90 x 90 x 64 | 26 | 25 | 25 | +++++
14576 | SNK-P0048PS 2U Passive CPU Heat Sink for X9 Generation Motherboards w/ Narrow ILM 104 x 80 x 64 | 26 | 25 | 25 | +++++
15476 | SNK-P0048PSC | 26 | 25 | 25 | Заказ
15477 | SNK-P0048PW | 43 | 41 | 41 | Заказ
14577 | SNK-P0050AP4 - 4U Active Narrow /Square, 92 x 80 x 125, SS7047A-T, (X9DAi / Tower SC743TQ-1200B-SQ) | 50 | 49 | 48 | +++++
14578 | SNK-P1033P Proprietary Narrow 104 x 80 x 16 Blade Server | 24 | 24 | 23 | Заказ
8809 | SNK-P1034P - Heatsink for TwinBlade CPU Intel Xeon 55/56 LGA1366 & CPU AMD Socket G34 | 28 | 27 | 26 | +++++
10035 | SNK-P1035P - Heatsinks for TwinBlade CPU Intel Xeon 55/56 LGA1366 & CPU AMD Socket G34 | 39 | 38 | 37 | +++++
10036 | SNK-P1036P - Heatsinks for TwinBlade CPU Intel Xeon 55/56 LGA1366 & CPU AMD Socket G34 | 39 | 38 | 37 | +++++
15478 | SNK-V0026L-TP1 | 8 | 8 | 8 | Заказ
15479 | SNK-V0026L-TP2 | 20 | 20 | 19 | Заказ
CPU AMD & Intel - РАСПРОДАЖА
7913 | CPU AMD Opteron DP 2431 6-Core 2,4GHz 6M 75w (Istanbul, Soket F, 4800MT,DDR2-800, OS2431WJS6DGN) OEM | 350 | 300 | 300 | +
4332 | CPU AMD Opteron Dual Core DDR2 Model 2214 2.2GHz (Soket F, OSA2214CQWOF) OEM | 300 | 295 | 290 | +
598 | CPU AMD Opteron Dual Core Model 875 2.2GHz (2MB,S940, Cooling Fan, OSA875CCWOF) box | 80 | 80 | 80 | ++++
600 | CPU AMD Opteron Dual Core Model 885 2.6GHz (2MB,S940, w/o CF, OSA885FAA6CC) tray | 100 | 100 | 100 | ++++
609 | CPU AMD Opteron Model 246 2,0GHz (1MB, S940, OSA246BLBOX) box | 229 | 218 | 213 | +
620 | CPU Celeron 2400MHz 128Kb, 400MHz, 478-pin | 93 | 92 | 90 | ++++
621 | CPU Celeron 2600MHz 128Kb, 400MHz, 478-pin | 94 | 91 | 90 | +
5152 | CPU Celeron 420 BX80557420 1.6/800/512 Box LGA775 | 60 | 60 | 59 | +
628 | CPU Celeron 850 FCPGA box | 65 | 65 | 65 | +
639 | CPU Intel Pentium 4 2400, 512, 800MHz, 478-pin | 173 | 172 | 170 | +
646 | CPU Intel Pentium 4 3000, 1M, 800MHz, 478-pin | 125 | 120 | 110 | +
677 | CPU Intel Pentium III P-733EB, 256, 133MHz ,FCPGA | 205 | 200 | 195 | +
631 | CPU Intel® Celeron-D 325 (2.53GHz 256k-533MHz) mPGA-478 | 10 | 10 | 10 | +++
5241 | CPU Intel® Core 2 Duo E6750 2.66MHz 4M 1333MHz LGA775 (Conroe) (BX80557E6750) oem | 128 | 128 | 128 | +
5770 | CPU Intel® Core 2 Duo E8400 3.00MHz 6M 1333MHz LGA775 (Wolfdale) (BX80570E8400) OEM | 160 | 160 | 160 | +
654 | CPU Intel® Xeon 2.4 GHz (533), 512kb, Socket 604 (mPGA604) (BX80532KE2400D) oem | 258 | 256 | 255 | +
726 | CPU Intel® Xeon 3.4GHz, 1M, 800FSB, Socket 604, (103W), 1-Cores (Nocona) (BX80546KG3400E) 1U | 485 | 482 | 479 | +
4793 | CPU Intel® Xeon 5130 2.00GHz, 4M, 1333FSB, LGA771 (65W), 2-Cores (Woodcrest) (BX805565130) tray | 380 | 375 | 370 | +
665 | CPU Intel® Xeon MP 1.4 GHz (400MHz), 512kb, Socket 603/604 (603-pin OLGA/mPGA) (80528KC1.4G512) oem | 20 | 600 | 600 | ++
4562 | CPU Intel® Xeon MP 7130M 3.20GHz,8M,800FSB,Socket 604(mPGA604),(150W), 2-Cores (Tulsa)(BX805507130M) | 150 | 100 | 100 | ++++
5864 | CPU Intel® Xeon MP E7330 2.40GHz,4M,1066FSB,Socket604,(80W), 4-Cores (Tigertone) (BX80565E7330) tray | 100 | 100 | 100 | ++++
6790 | CPU Intel® Xeon MP L7455 2.13GHz,12M,1066FSB,Socket604,(65W), 6-Cores (Dunnington) (AD80582JH046003) | 600 | 600 | 600 | +++++
5921 | CPU Xeon E5405 Quad Core 2.00/1333/12M (80W, 45nm) LGA771 ОЕМ | 265 | 260 | 255 | +
6327 | CPU Xeon E5410 Quad Core 2.33/1333/12M (80W, 45nm) LGA771 ОЕМ | 315 | 310 | 305 | Заказ
5920 | CPU Xeon E5420 Quad Core 2.50/1333/12M (80W, 45nm) LGA771 ОЕМ | 270 | 260 | 250 | ++
5911 | CPU Xeon E5430 Quad Core 2.66/1333/12M (80W, 45nm) LGA771 ОЕМ | 320 | 310 | 300 | Заказ
5918 | CPU Xeon E5440 Quad Core 2.83/1333/12M (80W, 45nm) LGA771 ОЕМ | 760 | 755 | 751 | Заказ
5955 | CPU Xeon E5450 Quad Core 3.00/1333/12M (80W, 45nm) LGA771 ОЕМ | 430 | 420 | 410 | +
CPU AMD 4/8/12/16-Core (G34)
42541 | CPU AMD Abu Dhabi 04-C Opteron 6308 3.5GHz 16M 115W, Soket G34(1944) , 6.4 GT/s, DDR3-1600/1333, OEM | 585 | 570 | 556 | Заказ
42540 | CPU AMD Abu Dhabi 08-C Opteron 6320 2.8GHz 16M 115W, Soket G34(1944) , 6.4 GT/s, DDR3-1600/1333, OEM | 356 | 347 | 338 | Заказ
42539 | CPU AMD Abu Dhabi 08-C Opteron 6328 3.2GHz 16M 115W, Soket G34(1944) , 6.4 GT/s, DDR3-1600/1333, OEM | 667 | 649 | 627 | ++
42538 | CPU AMD Abu Dhabi 12-C Opteron 6344 2.6GHz 16M 115W, Soket G34(1944) , 6.4 GT/s, DDR3-1600/1333, OEM | 485 | 473 | 460 | Заказ
42537 | CPU AMD Abu Dhabi 12-C Opteron 6348 2.8GHz 16M 115W, Soket G34(1944) , 6.4 GT/s, DDR3-1600/1333, OEM | 667 | 649 | 627 | Заказ
42536 | CPU AMD Abu Dhabi 16-C Opteron 6366 HE 1.8GHz 16M 85W, Soket G34(1944) , 6.4 GT/s, DDR3-1600/1333, O | 667 | 649 | 627 | Заказ
42535 | CPU AMD Abu Dhabi 16-C Opteron 6376 2.3GHz 16M 115W, Soket G34(1944) , 6.4 GT/s, DDR3-1600/1333, OEM | 690 | 672 | 649 | Заказ
42530 | CPU AMD Abu Dhabi 16-C Opteron 6378 2.4GHz 16M 115W, Soket G34(1944) , 6.4 GT/s, DDR3-1600/1333, OEM | 994 | 965 | 935 | Заказ
42534 | CPU AMD Abu Dhabi 16-C Opteron 6380 2.5GHz 16M 115W, Soket G34(1944) , 6.4 GT/s, DDR3-1600/1333, OEM | 1190 | 1160 | 1140 | Заказ
42533 | CPU AMD Abu Dhabi 16-C Opteron 6386 SE 2.8GHz 16M 140W, Soket G34(1944) , 6.4 GT/s, DDR3-1600/1333, | 1497 | 1479 | 1458 | Заказ
14537 | CPU AMD Interlagos 12-C Opteron 6234 2,4GHz 16M 115W (Soket G34(1944) , 6400MT, DDR3-1600/1333) OEM | 470 | 464 | 460 | Заказ
14535 | CPU AMD Interlagos 16-C Opteron 6272 2,1GHz 16M 115W (Soket G34(1944) , 6400MT, DDR3-1600/1333) OEM | 640 | 635 | 630 | Заказ
14534 | CPU AMD Interlagos 16-C Opteron 6274 2,2GHz 16M 115W (Soket G34(1944) , 6400MT, DDR3-1600/1333) OEM | 790 | 785 | 770 | Заказ
14542 | CPU AMD Interlagos 16-C Opteron 6276 2,3GHz 16M 115W (Soket G34(1944) , 6400MT, DDR3-1600/1333) OEM | 705 | 702 | 700 | Заказ
14540 | CPU AMD Interlagos 4-C Opteron 6204 3,3GHz 16M 115W (Soket G34(1944) , 6400MT, DDR3-1600/1333) OEM | 580 | 576 | 570 | Заказ
CPU Intel Core i3, i5, i7 & Xeon E3 series (LGA1155/LGA1150)
16225 | CPU Intel® 2C Core i3-3220 3.30GHz,3M,5GT/s, LGA1155 (55W), DDR3-1600/1333 (Ivy Bridge) OEM | 122 | 120 | 118 | +++
15685 | CPU Intel® Xeon UP 4C E3-1220v2 3.10GHz,8M,5GT/s, LGA1155 (69W), DDR3-1600 (Ivy Bridge) OEM | 215 | 210 | 208 | +++++
43688 | CPU Intel® Xeon UP 4C E3-1220v3 3.10GHz,8M,5GT/s, LGA1150 (80W), DDR3-1600 (Haswell) OEM | 222 | 220 | 218 | +++
15679 | CPU Intel® Xeon UP 4C E3-1230v2 3.30GHz,8M,5GT/s, LGA1155 (69W), DDR3-1600 (Ivy Bridge) OEM | 236 | 233 | 230 | +++
43689 | CPU Intel® Xeon UP 4C E3-1230v3 3.30GHz,8M,5GT/s, LGA1150 (80W), DDR3-1600 (Haswell) OEM | 263 | 260 | 259 | ++
15662 | CPU Intel® Xeon UP 4C E3-1240v2 3.40GHz,8M,5GT/s, LGA1155 (69W), DDR3-1600 (Ivy Bridge) OEM | 271 | 268 | 265 | ++
43687 | CPU Intel® Xeon UP 4C E3-1240v3 3.40GHz,8M,5GT/s, LGA1150 (80W), DDR3-1600 (Haswell) OEM | 285 | 282 | 280 | +++
15663 | CPU Intel® Xeon UP 4C E3-1270v2 3.50GHz,8M,5GT/s, LGA1155 (69W), DDR3-1600 (Ivy Bridge) OEM | 369 | 364 | 360 | +
43690 | CPU Intel® Xeon UP 4C E3-1270v3 3.50GHz,8M,5GT/s, LGA1150 (80W), DDR3-1600 (Haswell) OEM | 366 | 362 | 360 | +
CPU Intel Xeon E5 series LGA1356 (Sandy Bridge-EN)
43538 | CPU Intel® Xeon E5-2407 2.20GHz,10M,5.00GT/s, LGA1356 (80W), DDR3-1066, 4-Cores (Sandy Bridge-EN) | 287 | 280 | 275 | Заказ
42597 | CPU Intel® Xeon E5-2420 1.90GHz,15M,7.20GT/s, LGA1356 (95W), DDR3-1333, 6-Cores (Sandy Bridge-EN) | 370 | 363 | 355 | Заказ
CPU Intel Xeon E5 series LGA2011 (Sandy Bridge-EP/Ivy Bridge-EP)
43992 | CPU Intel® Xeon E5-1620v2 3.70GHz,10M,6.40GT/s, LGA2011 (130W), DDR3-1866, 4-Cores (Ivy Bridge-EP) | 329 | 325 | 320 | ++
43993 | CPU Intel® Xeon E5-1650v2 3.50GHz,12M,6.40GT/s, LGA2011 (130W), DDR3-1866, 6-Cores (Ivy Bridge-EP) | 635 | 630 | 625 | +
43979 | CPU Intel® Xeon E5-2603v2 1.80GHz,10M,6.40GT/s, LGA2011 (80W), DDR3-1333, 4-Cores (Ivy Bridge-EP) | 236 | 230 | 228 | +
15192 | CPU Intel® Xeon E5-2609 2.40GHz,10M,6.40GT/s, LGA2011 (80W), DDR3-1066, 4-Cores (Sandy Bridge-EP) | 312 | 310 | 305 | Заказ
43980 | CPU Intel® Xeon E5-2609v2 2.50GHz,10M,6.40GT/s, LGA2011 (80W), DDR3-1333, 4-Cores (Ivy Bridge-EP) | 323 | 320 | 315 | +++++
15191 | CPU Intel® Xeon E5-2620 2.00GHz,15M,7.20GT/s, LGA2011 (95W), DDR3-1333, 6-Cores (Sandy Bridge-EP) | 398 | 395 | 390 | Заказ
43976 | CPU Intel® Xeon E5-2620v2 2.10GHz,15M,7.20GT/s, LGA2011 (80W), DDR3-1600, 6-Cores (Ivy Bridge-EP) | 417 | 410 | 408 | +++++
43977 | CPU Intel® Xeon E5-2630v2 2.60GHz,15M,7.20GT/s, LGA2011 (80W), DDR3-1600, 6-Cores (Ivy Bridge-EP) | 626 | 622 | 619 | +++++
43981 | CPU Intel® Xeon E5-2637v2 3.50GHz,15M,8.00GT/s, LGA2011 (130W), DDR3-1866, 4-Cores (Ivy Bridge-EP) | 1040 | 1030 | 1020 | Заказ
15168 | CPU Intel® Xeon E5-2640 2.50GHz,15M,7.20GT/s, LGA2011 (95W), DDR3-1333, 6-Cores (Sandy Bridge-EP) | 872 | 865 | 861 | ++++
43978 | CPU Intel® Xeon E5-2640v2 2.00GHz,20M,7.20GT/s, LGA2011 (95W), DDR3-1600, 8-Cores (Ivy Bridge-EP) | 895 | 887 | 880 | +++++
42637 | CPU Intel® Xeon E5-2643 3.30GHz,10M,8.00GT/s, LGA2011 (130W), DDR3-1600, 4-Cores (Sandy Bridge-EP) | 930 | 922 | 915 | Заказ
43982 | CPU Intel® Xeon E5-2643v2 3.50GHz,25M,8.00GT/s, LGA2011 (130W), DDR3-1866, 6-Cores (Ivy Bridge-EP) | 1580 | 1570 | 1565 | Заказ
43983 | CPU Intel® Xeon E5-2650v2 2.60GHz,20M,8.00GT/s, LGA2011 (95W), DDR3-1866, 8-Cores (Ivy Bridge-EP) | 1165 | 1159 | 1150 | +++++
15166 | CPU Intel® Xeon E5-2660 2.20GHz,20M,8.00GT/s, LGA2011 (95W), DDR3-1600, 8-Cores (Sandy Bridge-EP) | 1290 | 1273 | 1265 | +++++
43985 | CPU Intel® Xeon E5-2660v2 2.20GHz,25M,8.00GT/s, LGA2011 (95W), DDR3-1866, 10-Cores (Ivy Bridge-EP) | 1390 | 1375 | 1365 | ++
15165 | CPU Intel® Xeon E5-2665 2.40GHz,20M,8.00GT/s, LGA2011 (115W), DDR3-1600, 8-Cores (Sandy Bridge-EP) | 1495 | 1488 | 1480 | Заказ
15167 | CPU Intel® Xeon E5-2667 2.90GHz,15M,8.00GT/s, LGA2011 (130W), DDR3-1600, 6-Cores (Sandy Bridge-EP) | 1484 | 1475 | 1468 | Заказ
43987 | CPU Intel® Xeon E5-2667v2 3.30GHz,25M,8.00GT/s, LGA2011 (130W), DDR3-1866, 8-Cores (Ivy Bridge-EP) | 2235 | 2228 | 2220 | ++
15164 | CPU Intel® Xeon E5-2670 2.60GHz,20M,8.00GT/s, LGA2011 (115W), DDR3-1600, 8-Cores (Sandy Bridge-EP) | 1520 | 1505 | 1495 | Заказ
43986 | CPU Intel® Xeon E5-2670v2 2.50GHz,25M,8.00GT/s, LGA2011 (115W), DDR3-1866, 10-Cores (Ivy Bridge-EP) | 1550 | 1540 | 1530 | ++
43988 | CPU Intel® Xeon E5-2680v2 2.80GHz,25M,8.00GT/s, LGA2011 (115W), DDR3-1866, 10-Cores (Ivy Bridge-EP) | 1690 | 1675 | 1665 | +++++
43989 | CPU Intel® Xeon E5-2687Wv2 3.40GHz,25M,8.00GT/s, LGA2011 (150W), DDR3-1866, 8-Cores (Ivy Bridge-EP) | 2235 | 2228 | 2220 | Заказ
43990 | CPU Intel® Xeon E5-2690v2 3.00GHz,25M,8.00GT/s, LGA2011 (130W), DDR3-1866, 10-Cores (Ivy Bridge-EP) | 2045 | 2030 | 2020 | ++
43991 | CPU Intel® Xeon E5-2695v2 2.40GHz,30M,8.00GT/s, LGA2011 (115W), DDR3-1866, 12-Cores (Ivy Bridge-EP) | 2449 | 2430 | 2420 | Заказ
43933 | CPU Intel® Xeon E5-2697v2 2.70GHz,30M,8.00GT/s, LGA2011 (130W), DDR3-1866, 12-Cores (Ivy Bridge-EP) | 2820 | 2790 | 2780 | Заказ
42474 | CPU Intel® Xeon E5-4603 2.00GHz,10M,6.40GT/s, LGA2011 (95W), DDR3-1066, 4-Cores (Sandy Bridge-EP) oe | 658 | 638 | 616 | Заказ
42475 | CPU Intel® Xeon E5-4607 2.20GHz,12M,6.40GT/s, LGA2011 (95W), DDR3-1066, 4-Cores (Sandy Bridge-EP) oe | 947 | 923 | 890 | Заказ
17613 | CPU Intel® Xeon E5-4610 2.40GHz,15M,7.20GT/s, LGA2011 (95W), DDR3-1333, 6-Cores (Sandy Bridge-EP) oe | 1439 | 1402 | 1350 | Заказ
42476 | CPU Intel® Xeon E5-4617 2.90GHz,15M,7.20GT/s, LGA2011 (130W), DDR3-1600, 6-Cores (Sandy Bridge-EP) o | 1930 | 1880 | 1815 | Заказ
42177 | CPU Intel® Xeon E5-4620 2.20GHz,16M,7.20GT/s, LGA2011 (95W), DDR3-1333, 8-Cores (Sandy Bridge-EP) oe | 1848 | 1801 | 1738 | Заказ
42342 | CPU Intel® Xeon E5-4640 2.40GHz,20M,8.00GT/s, LGA2011 (95W), DDR3-1600, 8-Cores (Sandy Bridge-EP) oe | 2983 | 2907 | 2805 | Заказ
17704 | CPU Intel® Xeon E5-4650 2.70GHz,20M,8.00GT/s, LGA2011 (130W), DDR3-1600, 8-Cores (Sandy Bridge-EP) | 3798 | 3750 | 3690 | Заказ
CPU Intel Xeon E7 series (LGA1567)
10765 | CPU Intel® Xeon E7-4807 1.86GHz,18M,4.80GT/s, LGA1567 (95W), DDR3-800, 6-Cores (Westmere-EX) OEM | 1050 | 990 | 980 | Заказ
10669 | CPU Intel® Xeon E7-4820 2.00GHz,18M,5.86GT/s, LGA1567 (105W), DDR3-978, 8-Cores (Westmere-EX) OEM | 1420 | 1410 | 1380 | Заказ
10211 | CPU Intel® Xeon E7-4830 2.13GHz,24M,6.40GT/s, LGA1567 (105W), DDR3-1066, 8-Cores (Westmere-EX) OEM | 2100 | 2090 | 2080 | Заказ
10670 | CPU Intel® Xeon E7-4860 2.26GHz,24M,6.40GT/s, LGA1567 (130W), DDR3-1066, 10-Cores (Westmere-EX) OEM | 3480 | 3400 | 3340 | Заказ
10209 | CPU Intel® Xeon E7-4870 2.40GHz,30M,6.40GT/s, LGA1567 (130W), DDR3-1066, 10-Cores (Westmere-EX) OEM | 4500 | 4420 | 4320 | Заказ
10671 | CPU Intel® Xeon E7-8830 2.13GHz,24M,6.40GT/s, LGA1567 (105W), DDR3-1066, 8-Cores (Westmere-EX) OEM | 2330 | 2240 | 2170 | Заказ
10855 | CPU Intel® Xeon E7-8837 2.67GHz,24M,6.40GT/s, LGA1567 (130W), DDR3-1066, 8-Cores (Westmere-EX) OEM | 2300 | 2200 | 2150 | Заказ
10607 | CPU Intel® Xeon E7-8850 2.00GHz,24M,6.40GT/s, LGA1567 (130W), DDR3-1066, 10-Cores (Westmere-EX) OEM | 3140 | 3100 | 3050 | Заказ
10606 | CPU Intel® Xeon E7-8860 2.26GHz,24M,6.40GT/s, LGA1567 (130W), DDR3-1066, 10-Cores (Westmere-EX) OEM | 4540 | 4490 | 4400 | +++++
10213 | CPU Intel® Xeon E7-8870 2.40GHz,30M,6.40GT/s, LGA1567 (130W), DDR3-1066, 10-Cores (Westmere-EX) OEM | 4600 | 4550 | 4500 | Заказ
CPU Intel Xeon MP 4 CPU (75**- Nehalem-EX)
9260 | CPU Intel® Xeon E7520 1.86GHz,18M,6.40GT/s, LGA1567 (95W), DDR3-1333, 4-Cores (Nehalem-EX) OEM | 873 | 870 | 865 | Заказ
9259 | CPU Intel® Xeon E7530 1.86GHz,12M,6.40GT/s, LGA1567 (105W), DDR3-1333, 6-Cores (Nehalem-EX) OEM | 1440 | 1386 | 1349 | Заказ
9258 | CPU Intel® Xeon E7540 2.00GHz,18M,6.40GT/s, LGA1567 (105W), DDR3-1333, 6-Cores (Nehalem-EX) OEM | 2220 | 2126 | 2070 | Заказ
9257 | CPU Intel® Xeon L7545 1.86GHz,18M,6.40GT/s, LGA1567 (95W), DDR3-1333, 6-Cores (Nehalem-EX) OEM | 2351 | 2252 | 2192 | Заказ
9256 | CPU Intel® Xeon L7555 1.86GHz,24M,6.40GT/s, LGA1567 (95W), DDR3-1333, 8-Cores (Nehalem-EX) OEM | 3477 | 3330 | 3241 | Заказ
9255 | CPU Intel® Xeon X7542 2.66GHz,18M,6.40GT/s, LGA1567 (130W), DDR3-1333, 6-Cores (Nehalem-EX) OEM | 1970 | 1920 | 1900 | Заказ
9181 | CPU Intel® Xeon X7550 2.00GHz,18M,6.40GT/s, LGA1567 (130W), DDR3-1333, 8-Cores (Nehalem-EX) OEM | 2999 | 2878 | 2802 | Заказ
9125 | CPU Intel® Xeon X7560 2.26GHz,24M,6.40GT/s, LGA1567 (130W), DDR3-1333, 8-Cores (Nehalem-EX) OEM | 3896 | 3731 | 3632 | Заказ
CPU Intel Xeon Six Core (36**/56**, LGA1366) Westmere-EP
10486 | CPU Intel® Xeon E5606 2.13GHz,8M,4.80GT/s, LGA1366 (80W), DDR3-1066 4Cores/8Threads (Westmere) OEM | 242 | 238 | 235 | Заказ
8726 | CPU Intel® Xeon E5620 2.40GHz,12M,5.86GT/s, LGA1366 (80W), DDR3-1066 4Cores/8Threads (Westmere) OEM | 390 | 385 | 380 | Заказ
8725 | CPU Intel® Xeon E5630 2.53GHz,12M,5.86GT/s, LGA1366 (80W), DDR3-1066 4Cores/8Threads (Westmere) OEM | 565 | 563 | 560 | Заказ
8724 | CPU Intel® Xeon E5640 2.66GHz,12M,5.86GT/s, LGA1366 (80W), DDR3-1066 4Cores/8Threads (Westmere) OEM | 735 | 728 | 720 | Заказ
8771 | CPU Intel® Xeon E5645 2.4GHz,12M,5.86GT/s, LGA1366 (80W), DDR3-1066 6Cores/12Threads (Westmere) OEM | 570 | 565 | 560 | Заказ
10488 | CPU Intel® Xeon E5649 2.53GHz,12M,5.86GT/s, LGA1366 (80W), DDR3-1333 6Cores/12Threads (Westmere) OEM | 795 | 786 | 780 | Заказ
8723 | CPU Intel® Xeon X5650 2.66GHz,12M,6.40GT/s, LGA1366 (95W), DDR3-1333 6Cores/12Threads (Westmere) OEM | 820 | 813 | 810 | ++++
8722 | CPU Intel® Xeon X5660 2.80GHz,12M,6.40GT/s, LGA1366 (95W), DDR3-1333 6Cores/12Threads (Westmere) OEM | 1130 | 1120 | 1100 | Заказ
8720 | CPU Intel® Xeon X5670 2.93GHz,12M,6.40GT/s, LGA1366 (95W), DDR3-1333 6Cores/12Threads (Westmere) OEM | 1228 | 1210 | 1200 | Заказ
10491 | CPU Intel® Xeon X5675 3.06GHz,12M,6.40GT/s, LGA1366 (95W), DDR3-1333 6Cores/12Threads (Westmere) OEM | 1200 | 1195 | 1190 | Заказ
8719 | CPU Intel® Xeon X5680 3.33GHz,12M,6.40GT/s, LGA1366 (130W), DDR3-1333 6Cores/12Threads (Westmere) OE | 1238 | 1230 | 1220 | Заказ
10493 | CPU Intel® Xeon X5690 3.46GHz,12M,6.40GT/s, LGA1366 (130W), DDR3-1333 6Cores/12Threads (Westmere) OE | 1590 | 1585 | 1580 | Заказ
Устройства ввода информации.
42165 | Клавиатура Arctic Cooling K381-B (RU) (KBACO-K3811-GBH01), USB, Black | 16 | 15 | 13 | +++++
42166 | Мышь Arctic Coling M111-D Optical (MOACO-M1111-BLA01), USB, Black | 10 | 9 | 8 | +++++
10796 | Мышь LOGITECH Optical Wheel M100 USB Ret. (#910-001604) Black | 10 | 9 | 8 | +++++
3. Серверное оборудование HP
01. Серверные платформы HP
01. Экономичная серия серверов
01. Серия серверов HP ProLiant MicroServer (Ultra Micro tower)
41332 | Proliant MicroServer AMD Turion II NEO NHP/SATA/UMTower/N40L DC (1.5GHz,2Mb)/1x2GBUD/1x250GB NHP | 270 | 270 | 270 | Заказ
41330 | Proliant MicroServer AMD Turion II NEO NHP/SATA/UMTower/N40L DC (1.5GHz,2Mb)/1x4GBUD/2x500GB NHP | 1017 | 1017 | 1017 | Заказ
42729 | Proliant MicroServer G7 N54L NHP UMTower/1xAMD Turion II 2.2GHz(2MB)/1x2GbUD/emb.controller(RAID0,1/ | 270 | 270 | 270 | Заказ
42728 | Proliant MicroServer G7 N54L NHP UMTower/1xAMD Turion II 2.2GHz(2MB)/1x4GbUD/emb.controller(RAID0,1/ | 526 | 526 | 526 | Заказ
43448 | Proliant MicroServer Gen8 G1610T Entry NHP UMTower/1xCeleron2C 2.3GHz(2MB)/1x2GbUD/B120i(SATA/ZM/RAI | 570 | 570 | 570 | Заказ
43449 | Proliant MicroServer Gen8 G2020T Base NHP UMTower/1xPentium2C 2.5GHz(3MB)/1x2GbUD/B120i(SATA/ZM/RAID | 676 | 676 | 676 | Заказ
03. Серия серверов HP ProLiant DL120 (Rackmount 1U)
43561 | DL120-G7, 1x G860 2C 3.0 GHz, 1x4GB-R, B110i (RAID 1+0) 1x250GB SATA (4 LFF 3.5" ColdPlug) 1x400W,2x | 865 | 865 | 865 | Заказ
05. Серия серверов HP ProLiant DL160 (Rackmount 1U)
41344 | HP Proliant DL160 Gen8 E5-2603 HotPlug Rack(1U)/Xeon4C 1.8GHz(10Mb)/1x4GbR1D(LV)/B120i(ZM/RAID0/1/1+ | 1638 | 1638 | 1638 | Заказ
41345 | HP Proliant DL160 Gen8 E5-2620 HotPlug Rack(1U)/Xeon6C 2.0GHz(15Mb)/2x4GbR1D(LV)/B120i(ZM/RAID0/1/1+ | 2031 | 2031 | 2031 | Заказ
41343 | HP Proliant DL160 Gen8 E5-2640 HotPlug HPM Rack(1U)/2xXeon6C 2.5GHz(15Mb)/4x4GbR1D(LV)/P420FBWC(1Gb/ | 4644 | 4644 | 4644 | Заказ
06. Серия серверов HP ProLiant DL165 (Rackmount 1U, AMD)
41347 | HP Proliant DL165R07 6234 Pluggable Rack1U/1хOpt12C 2.4Ghz(16Mb)/2x2GbR2D/B110i(RAID1+0/1/0)/no LFF |  |  | 1444 | Заказ
41348 | HP Proliant DL165R07 6272 HotPlug Rack1U/1хOpt16C 2.1Ghz(16Mb)/4x2GbR2D/P410(ZM/RAID(1+0/1/0)/no LFF |  |  | 1911 | Заказ
41346 | HP Proliant DL165R07 6274 HotPlug Rack1U/2хOpt16C 2.2Ghz(16Mb)/8x2GbR2D/P410wBBWC(256Mb/RAID5+0/5/1+ |  |  | 3337 | Заказ
02. 1-процессорные серверы
01. Серия серверов HP ProLiant DL320 (Rackmount 1U)
43564 | DL320e Gen8, 1x E3-1230v2 4C 3.3GHz, 2x4Gb-U, B120i ZM (RAID 1+0) noHDD (4 LFF 3.5" HP) 350W NHP Non | 1172 | 1172 | 1172 | Заказ
43562 | DL320e Gen8v2, 1xE3-1220v3 4C 3.1GHz, 1x4Gb-U, B120i (RAID 0,1,10) noHDD (2 LFF 3.5" HP) 1x300W NHP, | 832 | 832 | 832 | Заказ
43563 | DL320e Gen8v2, 1xE3-1240v3 4C 3.4GHz, 1x8Gb-U, P222/512MB FBWC (RAID 1+0/5/5+0) noHDD (4 SFF 3.5" HP | 1506 | 1506 | 1506 | Заказ
41355 | HP Proliant DL320e Gen8 E3-1220v2 Hot Plug (1U)/Xeon4C 3.1GHz(8Mb)/1x4GbUD/B120i(ZM/RAID0/1/1+0)/noH | 991 | 991 | 991 | Заказ
41357 | HP Proliant DL320e Gen8 E3-1240v2 Hot Plug (1U)/Xeon4C 3.4GHz(8Mb)/2x4GbUD/P222(512Mb/RAID0/1/1+0/5) | 1486 | 1486 | 1486 | Заказ
41356 | HP Proliant DL320e Gen8 G2120 NHP Rack(1U)/IntelPent2C 3.1GHz(3Mb)/1x2GbUD/B120i(ZM/RAID0/1/1+0)/1x5 | 943 | 943 | 943 | Заказ
02. Серия серверов HP ProLiant ML310 (Tower/rackmount with Rackmount kit 4U)
41364 | HP Proliant ML310e Gen8 E3-1220v2 Hot Plug Tower(4U)/Xeon4C 3.1GHz(8Mb)/1x2GbUD/B120i(ZM/RAID0/1/1+0 | 789 | 789 | 789 | Заказ
41362 | HP Proliant ML310e Gen8 i3-3220 NHP Tower(4U)/IntelCore2C 3.3GHz(3Mb)/1x2GbUD/B120i(ZM/RAID0/1/1+0)/ | 606 | 606 | 606 | Заказ
43556 | ML310e Gen8, 1xE3-1220v2 4C 3.1GHz, 1x2Gb-U, P222/512MB FBWC (RAID 1+0/5/5+0) 2x500GB SATA (4 LFF 3. | 1113 | 1113 | 1113 | Заказ
43554 | ML310e Gen8, 1xE3-1220v2 4C 3.1GHz, 1x4Gb-L, B120i ZM (RAID 0+1) 2x1TB SATA (4 NHP LFF 3.5") 1x350W | 1007 | 1007 | 1007 | Заказ
43553 | ML310e Gen8, 1xE3-1220v2 4C 3.1GHz, 1x4Gb-U, B120i ZM (RAID 0+1) 1x1TB SATA (4 NHP LFF 3.5") 1x350W | 762 | 762 | 762 | Заказ
43555 | ML310e Gen8, 1xE3-1270v2 4C 3.5GHz, 1x4Gb-U, B120i ZM (RAID 0+1) 2x500GB SATA (4 NHP LFF 3.5") 1x350 | 1113 | 1113 | 1113 | Заказ
03. 2-процессорные серверы
01. Серия серверов HP ProLiant ML350 (Tower/rackmount with Rackmount kit 5U)
41375 | HP Proliant ML350e Gen8 E5-2403 NHP Tower(5U)/Xeon4C 1.8GHz(10Mb)/1x2GbUD(LV)/B120i(ZM/SATA/RAID1+0/ | 1338 | 1338 | 1338 | Заказ
41373 | HP Proliant ML350e Gen8 E5-2407 Hot plug Tower(5U)/Xeon4C 2.2GHz(10Mb)/1x4GbUD(LV)/B120iFBWC(512Mb/S | 1544 | 1544 | 1544 | Заказ
41374 | HP Proliant ML350e Gen8 E5-2420 Hot plug Tower(5U)/Xeon6C 1.9GHz(15Mb)/2x4GbUD(LV)/P420iFBWC(1Gb/RAI | 2368 | 2368 | 2368 | Заказ
41371 | HP Proliant ML350p Gen8 E5-2603 Tower(5U)/Xeon4C 1.8GHz(10Mb)/1x8GbR2D(LV)/P420iFBWC(512Mb/RAID 0/1/ | 2814 | 2814 | 2814 | Заказ
41365 | HP Proliant ML350p Gen8 E5-2609 Tower(5U)/Xeon4C 2.4GHz(10Mb)/1x4GbR1D(LV)/P420i(ZM/RAID 0/1/1+0)/no | 2222 | 2222 | 2222 | Заказ
41366 | HP Proliant ML350p Gen8 E5-2620 Tower(5U)/Xeon6C 2.0GHz(15Mb)/2x4GbR1D(LV)/P420iFBWC(512Mb/RAID 0/1/ | 3139 | 3139 | 3139 | Заказ
41367 | HP Proliant ML350p Gen8 E5-2620 Tower(5U)/Xeon6C 2.0GHz(15Mb)/2x4GbR1D(LV)/P420iFBWC(512Mb/RAID 0/1/ | 3144 | 3144 | 3144 | Заказ
41372 | HP Proliant ML350p Gen8 E5-2620 Tower(5U)/Xeon6C 2.0GHz(15Mb)/4x8GbR2D(LV)/P420iFBWC(1Gb/RAID 0/1/1+ | 4397 | 4397 | 4397 | Заказ
41368 | HP Proliant ML350p Gen8 E5-2630 Rack(5U)/Xeon6C 2.3GHz(15Mb)/2x4GbR1D(LV)/P420iFBWC(1Gb/RAID 0/1/1+0 | 4045 | 4045 | 4045 | Заказ
41370 | HP Proliant ML350p Gen8 E5-2640 HPM Rack(5U)/2xXeon6C 2.5GHz(15Mb)/4x4GbR1D(LV)/P420iFBWC(2Gb/RAID 0 | 6603 | 6603 | 6603 | Заказ
41369 | HP Proliant ML350p Gen8 E5-2650 HPM Tower(5U)/2xXeon8C 2.0GHz(20Mb)/4x4GbR1D(LV)/P420iFBWC(2Gb/RAID | 7067 | 7067 | 7067 | Заказ
41376 | HP Proliant ML350T06 X5650 HPM Tower(5U)/2xXeon6C 2.66GHz(12Mb)/6x2GbRD/P410iwFBWC(1Gb/RAID(5/5+0/1+ | 3445 | 3445 | 3445 | Заказ
43560 | ML350e Gen8, 1(up2)x E5-2407 4C 2.2GHz, 1x2Gb-UL, B120i ZM (RAID 1+0) 1x500GB SATA (4 LFF 3.5") 460W | 1465 | 1465 | 1465 | Заказ
43557 | ML350e Gen8, 1(up2)xE5-2403 4C 1.8GHz, 1x4GbUD(LV), B120i ZM (RAID 0,1,10) 2x500GB SATA NHP (4NHP/10 | 1609 | 1609 | 1609 | Заказ
43558 | ML350e Gen8, 1(up2)xE5-2407 4C 2.2GHz, 2x4GB-L, B120i (RAID 0,1,10) 2x1TB SATA NHP (4NHP/10 LFF 3.5" | 2052 | 2052 | 2052 | Заказ
43559 | ML350e Gen8, 1(up2)xE5-2420 6C 1.9GHz, 2x4GB-L, B120i/512MB FBWC (RAID 0,1, 5, 10) 1x500GB SATA HP L | 1758 | 1758 | 1758 | Заказ
42725 | Proliant ML350e Gen8 E5-2407 Hot plug Tower(5U)/Xeon4C 2.2GHz(10Mb)/2x4GbU2D(LV)/B120iFBWC(512Mb/SAT | 1572 | 1572 | 1572 | Заказ
02. Серия серверов HP ProLiant DL360 (Rackmount 1U)
43565 | DL360e Gen8, 1(up2)xE5-2407 4C 2.2GHz, 1x4GbR1D(LV), B120i ZM (RAID 0+1) 1x1TB SATA (4 LFF 3.5") 1x4 | 1700 | 1700 | 1700 | Заказ
43566 | DL360p Gen8, 1(up2)xE5-2603 4C 1.8GHz, 1x4GB-L, P420i/512M FBWC (RAID 1+0/5/5+0) 1x300GB 10K SAS (8 | 2814 | 2814 | 2814 | Заказ
43567 | DL360p Gen8, 1(up2)xE5-2609 4C 2.40GHz, 2x8Gb-L, P420i/512M FBWC (RAID 1+0/5/5+0) 2x300GB 10K SAS (8 | 2931 | 2931 | 2931 | Заказ
41390 | HP Proliant DL360e Gen8 E5-2403 Rack(1U)/Xeon4C 1.8GHz(10Mb)/1x4GbR1D(LV)/B120i(ZM/SATA/RAID1+0/1/0) | 1466 | 1466 | 1466 | Заказ
41389 | HP Proliant DL360e Gen8 E5-2403 Rack(1U)/Xeon4C 1.8GHz(10Mb)/1x4GbR1D(LV)/B320i(ZM/RAID1+0/1/0)/noHD | 1753 | 1753 | 1753 | Заказ
41392 | HP Proliant DL360e Gen8 E5-2407 Rack(1U)/Xeon4C 2.2GHz(10Mb)/2x4GbR1D(LV)/B320iFBWC(512Mb/RAID5+0/5/ | 2228 | 2228 | 2228 | Заказ
41391 | HP Proliant DL360e Gen8 E5-2430 HPM Rack(1U)/2xXeon6C 2.2GHz(15Mb)/6x4GbR1D(LV)/P420FBWC(1Gb/RAID 0/ | 4399 | 4399 | 4399 | Заказ
41386 | HP Proliant DL360p Gen8 E5-2603 Rack(1U)/2xXeon4C 1.8GHz(10Mb)/2x4GbR1D(LV)/P420i(ZM/RAID 0/1/1+0)/n | 3864 | 3864 | 3864 | Заказ
41381 | HP Proliant DL360p Gen8 E5-2603 Rack(1U)/Xeon4C 1.8GHz(10Mb)/1x4GbR1D(LV)/P420i(ZM/RAID 0/1/1+0)/noH | 3192 | 3192 | 3192 | Заказ
41388 | HP Proliant DL360p Gen8 E5-2603 Rack(1U)/Xeon4C 1.8GHz(10Mb)/1x8GbR2D(LV)/P420i(1Gb/RAID0/1/10/5)/1x | 2521 | 2521 | 2521 | Заказ
41387 | HP Proliant DL360p Gen8 E5-2620 Rack(1U)/Xeon6C 2.0GHz(15Mb)/2x4GbR1D(LV)/P420iFBWC(1Gb/RAID 0/1/1+0 | 3635 | 3635 | 3635 | Заказ
41380 | HP Proliant DL360p Gen8 E5-2630 Rack(1U)/2xXeon6C 2.3GHz(15Mb)/4x4GbR1D(LV)/P420iFBWC(1Gb/RAID 0/1/1 | 6220 | 6220 | 6220 | Заказ
41382 | HP Proliant DL360p Gen8 E5-2630 Rack(1U)/Xeon6C 2.3GHz(15Mb)/4x4GbR1D(LV)/P420iFBWC(1Gb/RAID 0/1/1+0 | 5079 | 5079 | 5079 | Заказ
41384 | HP Proliant DL360p Gen8 E5-2640 Rack(1U)/Xeon6C 2.5GHz(15Mb)/4x4GbR1D(LV)/P420iFBWC(1Gb/RAID 0/1/1+0 | 5628 | 5628 | 5628 | Заказ
41385 | HP Proliant DL360p Gen8 E5-2650 HPM Rack(1U)/2xXeon8C 2.0GHz(20Mb)/4x8GbR1D/P420iFBWC(2Gb/RAID 0/1/1 | 8911 | 8911 | 8911 | Заказ
41383 | HP Proliant DL360p Gen8 E5-2690 HPM Rack(1U)/2xXeon8C 2.9GHz(20Mb)/4x8GbR1D/P420iFBWC(2Gb/RAID 0/1/1 | 13213 | 13213 | 13213 | Заказ
41393 | HP Proliant DL360R07 X5675 HPM (Rack1U 2xXeon6C 3.06Ghz(12Mb)/6x2GbRD/P410iwFBWC(1Gb/RAID5/5+0/1+0/1 |  |  | 9679 | Заказ
42723 | Proliant DL360e Gen8 E5-2407 Rack(1U)/Xeon4C 2.2 GHz(10Mb)/1x4GbR1D(LV)/B120i(ZM/SATA/RAID0,1)/noHDD | 1691 | 1691 | 1691 | Заказ
42724 | Proliant DL360e Gen8 E5-2420 Rack(1U)/Xeon6C 1.9 GHz(15Mb)/2x4GbR1D(LV)/B320i(ZM/SATA/RAID0,1)/noHDD | 1758 | 1758 | 1758 | Заказ
05. Серия серверов HP ProLiant DL380 (Rackmount 2U)
43568 | DL380e Gen8, 1(up2)xE5-2407 4C 2.2GHz, 1x4GbR1D(LV), B120i/512MB FBWC (RAID 0,1, 5, 10) noHDD (8 LFF | 1726 | 1726 | 1726 | Заказ
43569 | DL380e Gen8, 1(up2)xE5-2420 6C 1.9GHz, 2x4GB-L, B320i/512MB FBWC (RAID 1+0) noHDD (8 SFF 2.5") 1x460 | 2345 | 2345 | 2345 | Заказ
41420 | HP Proliant DL380e Gen8 E5-2403 Rack(2U)/Xeon4C 1.8GHz(10Mb)/1x4GbR1D(LV)/B120i(ZM/upto6SATA/RAID1+0 | 1481 | 1481 | 1481 | Заказ
41417 | HP Proliant DL380e Gen8 E5-2403 Rack(2U)/Xeon4C 1.8GHz(10Mb)/1x4GbR1D(LV)/B320i(ZM/RAID1+0/1/0)/noHD | 1802 | 1802 | 1802 | Заказ
41415 | HP Proliant DL380e Gen8 E5-2407 Rack(2U)/Xeon4C 2.2GHz(10Mb)/2x4GbR1D(LV)/B320i(512Mb/RAID5+0/5/1/1+ | 2307 | 2307 | 2307 | Заказ
41416 | HP Proliant DL380e Gen8 E5-2407 Rack(2U)/Xeon4C 2.2GHz(10Mb)/2x4GbR1D(LV)/B320i(512Mb/RAID5+0/5/1/1+ | 2182 | 2182 | 2182 | Заказ
41419 | HP Proliant DL380e Gen8 E5-2420 Rack(2U)/Xeon6C 1.9GHz(15Mb)/3x4GbR1D(LV)/P420FBWC(1Gb/RAID 0/1/1+0/ | 2823 | 2823 | 2823 | Заказ
41418 | HP Proliant DL380e Gen8 E5-2420 Rack(2U)/Xeon6C 1.9GHz(15Mb)/3x4GbR1D(LV)/P420FBWC(2Gb/RAID 0/1/1+0/ | 3230 | 3230 | 3230 | Заказ
41421 | HP Proliant DL380e Gen8 E5-2450 HPM Rack(2U)/2xXeon8C 2.1GHz(20Mb)/6x4GbR1D(LV)/P420FBWC(1Gb/RAID 0/ | 5911 | 5911 | 5911 | Заказ
41407 | HP Proliant DL380p Gen8 E5-2609 Rack(2U)/Xeon4C 2.4GHz(10Mb)/1x4GbR1D(LV)/P420i(ZM/RAID 0/1/1+0)/noH | 3533 | 3533 | 3533 | Заказ
41410 | HP Proliant DL380p Gen8 E5-2609 Rack(2U)/Xeon4C 2.4GHz(10Mb)/1x8GbR2D(LV)/P420iFBWC(512Mb/RAID 0/1/1 | 3160 | 3160 | 3160 | Заказ
41414 | HP Proliant DL380p Gen8 E5-2620 Rack(2U)/Xeon6C 2.0GHz(15Mb)/1x4GbR1D(LV)/P420iFBWC(1Gb/RAID 0/1/1+0 | 3166 | 3166 | 3166 | Заказ
41408 | HP Proliant DL380p Gen8 E5-2620 Rack(2U)/Xeon6C 2.0GHz(15Mb)/2x4GbR1D(LV)/P420iFBWC(1Gb/RAID 0/1/1+0 | 3219 | 3219 | 3219 | Заказ
41409 | HP Proliant DL380p Gen8 E5-2620 Rack(2U)/Xeon6C 2.0GHz(15Mb)/2x8GbR2D(LV)/P420i(ZM/RAID1+0/1/0)/)/3x | 3635 | 3635 | 3635 | Заказ
41403 | HP Proliant DL380p Gen8 E5-2620 Rack(2U)/Xeon6C 2.0GHz(15Mb)/4x4GbR1D(LV)/P420iFBWC(1Gb/RAID 0/1/1+0 | 4930 | 4930 | 4930 | Заказ
41413 | HP Proliant DL380p Gen8 E5-2630 Rack(2U)/2xXeon6C 2.3GHz(15Mb)/4x4GbR1D(LV)/P420iFBWC(1Gb/RAID 0/1/1 | 6374 | 6374 | 6374 | Заказ
41412 | HP Proliant DL380p Gen8 E5-2630 Rack(2U)/Xeon6C 2.3GHz(15Mb)/4x4GbR1D(LV)/P420iFBWC(1Gb/RAID 0/1/1+0 | 5239 | 5239 | 5239 | Заказ
41411 | HP Proliant DL380p Gen8 E5-2640 Rack(2U)/Xeon6C 2.5GHz(15Mb)/4x4GbR1D(LV)/P420iFBWC(1Gb/RAID 0/1/1+0 | 5708 | 5708 | 5708 | Заказ
41406 | HP Proliant DL380p Gen8 E5-2650 HPM Rack(2U)/2xXeon8C 2.0GHz(20Mb)/4x8GbR1D/P420iFBWC(2Gb/RAID0/1/1+ | 9492 | 9492 | 9492 | Заказ
41405 | HP Proliant DL380p Gen8 E5-2665 HPM Rack(2U)/2xXeon8C 2.4GHz(20Mb)/4x8GbR1D/P420iFBWC(2Gb/RAID0/1/1+ | 11480 | 11480 | 11480 | Заказ
41404 | HP Proliant DL380p Gen8 E5-2690 HPM Rack(2U)/2xXeon8C 2.9GHz(20Mb)/4x8GbR1D/P420iFBWC(2Gb/RAID 0/1/1 | 13506 | 13506 | 13506 | Заказ
41423 | HP Proliant DL380R07 E5649 (Rack2U Xeon6C 2.53Ghz(12Mb)/3x2GbRD/P410i(256Mb/RAID5+0/5/1+0/1/0)/noHDD | 2214 | 2214 | 2214 | Заказ
06. Серия серверов HP ProLiant DL385 (Rackmount 2U, AMD)
41431 | HP Proliant DL385p Gen8 6272 Rack2U/2xOpt16C 2.1GHz(16Mb)/4x8GbR2D(LV)/P420iFBWC(2Gb/RAID5+0/5/1+0/1 |  |  | 6772 | Заказ
04. 4-процессорные серверы
01. Серия серверов HP ProLiant DL560 (Rackmount 2U)
41445 | HP Proliant DL560 Gen8 E5-4603 Rack(2U)/2xXeon4C 2.0GHz(10Mb)/2x8GbR2D(LV)/P420i(ZM/RAID1+0/1/0)/noH |  |  | 8311 | Заказ
41446 | HP Proliant DL560 Gen8 E5-4610 Rack(2U)/2xXeon6C 2.4GHz(15Mb)/4x8GbR2D(LV)/P420i(1Gb/RAID1+0/1/0/5/5 |  |  | 12172 | Заказ
02. Серия серверов HP ProLiant DL580 (Rackmount 4U)
41448 | HP Proliant DL580R07 E7-4807 6-core 2P SAS (2x1,86(18mb)/8x8GbR2D(4xE7 memory boards)/no SFFHDD(8)/P |  |  | 13019 | Заказ
41450 | HP Proliant DL580R07 E7-4830 8-core 2P SAS (2x2,13(24mb)/8x8GbR2D(4xE7 memory boards)/no SFFHDD(8)/P |  |  | 16537 | Заказ
41449 | HP Proliant DL580R07 E7-4850 10-core 4P SAS (4x2,0(24mb)/16x8GbR2D(8xE7 memory boards)/no SFFHDD(8)/ |  |  | 34486 | Заказ
41451 | HP Proliant DL580R07 E7-4870 10-core 4P SAS (4x2,4(30mb)/16x8GbR2D(8xE7 memory boards)/no SFFHDD(8)/ |  |  | 45949 | Заказ
03. Серия серверов HP ProLiant DL585 (Rackmount 4U, AMD)
42726 | Proliant DL585 G7 6380 Rack(4U)/4xOpt16C 2.5GHz(16MB)/16x8GbR2D/P410iFBWC(1Gb/RAID0/1/1+0/5/5+0)/noH | 18390 |  | 18390 | Заказ
42727 | Proliant DL585 G7 6386SE Rack(4U)/4xOpt16C 2.8GHz(16MB)/16x8GbR2D/P410iFBWC(1Gb/RAID0/1/1+0/5/5+0)/n | 20643 |  | 20643 | Заказ
06. Blade серверы
01. Корзины для Блейд-серверов
41470 | HP BLc3000 Enclosure with 2 AC Power Supplies 4 Fan Trial IC License | 5254 | 5254 | 5254 | Заказ
41468 | HP BLc3000 Enclosure with 4 AC Power Supplies 6 Fan Full IC License | 6713 | 6713 | 6713 | Заказ
41469 | HP BLc3000 Enclosure with 4 AC Power Supplies 6 Fan Trial IC License | 5903 | 5903 | 5903 | Заказ
41471 | HP BLc7000 Enclosure with 1 Phase 6 Power Supply 10 Fan ROHS Full IC License | 17077 | 17077 | 17077 | Заказ
03. Серия Блейд-серверов HP ProLiant BL420c (1/2 высоты, half-height server blade)
41482 | HP Proliant BL420c Gen8 E5-2430/Xeon6C 2.2GHz(15Mb)/3x4GbR1D(LV)/B320i(ZM/RAID1+0/1/0)/noHDD(2)SFF/1 |  |  | 3924 | Заказ
41480 | HP Proliant BL420c Gen8 E5-2450/2xXeon8C 2.1GHz(20Mb)/6x4GbR1D/P220iFBWC(512Mb/RAID0,1)/noHDD(2)SFF/ |  |  | 8237 | Заказ
04. Серия Блейд-серверов HP ProLiant BL460c (1/2 высоты, half-height server blade)
43552 | BL460с-G7, 1(up2)x E5506 4C 2.13GHz/4MB, 3x2Gb-R, P410i ZM (RAID 0/1) noHDD (2 SFF 2.5" HP) 2xFlex1/ | 1050 | 1050 | 1050 | Заказ
41497 | HP Proliant BL460c Gen8 E5-2609/Xeon4C 2.4GHz(15Mb)/4x4GbR1D(LV)/P220iFBWC(512Mb/RAID0,1)/SFF noHDD( | 4072 | 4072 | 4072 | Заказ
41495 | HP Proliant BL460c Gen8 E5-2620/Xeon6C 2.0GHz(15Mb)/4x4GbR1D(LV)/P220iFBWC(512Mb/RAID0,1)/SFF noHDD( | 4306 | 4306 | 4306 | Заказ
41494 | HP Proliant BL460c Gen8 E5-2640/Xeon6C 2.5GHz(15Mb)/4x8GbR2D(LV)/P220iFBWC(512Mb/RAID0,1)/SFF noHDD( | 5468 | 5468 | 5468 | Заказ
41493 | HP Proliant BL460c Gen8 E5-2650/Xeon8C 2.0GHz(20Mb)/4x8GbR1D/P220iFBWC(512Mb/RAID0,1)/SFF noHDD(2)/2 | 6278 | 6278 | 6278 | Заказ
41496 | HP Proliant BL460c Gen8 E5-2650L/Xeon8C 1.8GHz(20Mb)/4x8GbR2D(LV)/P220iFBWC(512Mb/RAID0,1)/SFF noHDD | 6278 | 6278 | 6278 | Заказ
41492 | HP Proliant BL460c Gen8 E5-2660/2xXeon8C 2.2GHz(20Mb)/8x8GbR1D/P220iFBWC(512Mb/RAID0,1)/SFF noHDD(2) | 10158 | 10158 | 10158 | Заказ
41485 | HP Proliant BL460c Gen8 E5-2670/2xXeon8C 2.6GHz(20Mb)/8x8GbR1D/P220iFBWC(512Mb/RAID0,1)/SFF noHDD(2) | 2070 | 2070 | 2070 | Заказ
41491 | HP Proliant BL460c Gen8 E5-2670/2xXeon8C 2.6GHz(20Mb)/8x8GbR1D/P220iFBWC(512Mb/RAID0,1)/SFF noHDD(2) | 10942 | 10942 | 10942 | Заказ
41488 | HP Proliant BL460cG7 Xeon E5640 QC (Xeon 2.66GHz/12MB/3x2GbRD/RAID P410i(ZM) 1,0/no SFF HDD(2)/2xFle | 1197 | 1197 | 1197 | Заказ
41487 | HP Proliant BL460cG7 Xeon E5649 6C (Xeon 2.53GHz/12MB/3x2GbRD/RAID P410i(ZM) 1,0/no SFF HDD(2)/2xFle | 2178 | 2178 | 2178 | Заказ
41486 | HP Proliant BL460cG7 Xeon X5650 6C (Xeon 2.66GHz/12MB/3x2GbRD/RAID P410i(ZM) 1,0/no SFF HDD(2)/2xFle |  |  | 4007 | Заказ
41484 | HP Proliant BL460cG7 Xeon X5675 6C (Xeon 3.06GHz/12MB/3x4GbR2D/RAID P410i(ZM) 1,0/no SFF HDD(2)/2xFl |  |  | 4929 | Заказ
07. Опции для серверов HP
01. Процессоры
41813 | HP BL420c Gen8 Intel® Xeon® E5-2430 (2.2GHz/6-core/15MB/95W) Processor Kit |  |  | 1070 | Заказ
41831 | HP BL460c G7 Intel® Xeon® E5620 (2.40GHz/4-core/12MB/80W) Processor Kit |  |  | 500 | Заказ
41821 | HP BL460c G7 Intel® Xeon® X5650 (2.66GHz/6-core/12MB/95W) Processor Kit |  |  | 1200 | Заказ
41846 | HP BL460c Gen8 Intel® Xeon® E5-2609 (2.4GHz/4-core/10MB/80W) Processor Kit | 543 | 543 | 543 | Заказ
41845 | HP BL460c Gen8 Intel® Xeon® E5-2620 (2.0GHz/6-core/15MB/95W) Processor Kit | 820 | 820 | 820 | Заказ
41842 | HP BL460c Gen8 Intel® Xeon® E5-2640 (2.5GHz/6-core/15MB/95W) Processor Kit | 1513 | 1513 | 1513 | Заказ
41839 | HP BL460c Gen8 Intel® Xeon® E5-2650 (2.0GHz/8-core/20MB/95W) Processor Kit | 1828 | 1828 | 1828 | Заказ
43550 | HP BL685c G6 2x Processor AMD Opteron 8389 2.90GHz Quad Core 75 Watts Kit | 1950 | 1950 | 1950 | Заказ
41546 | HP DL160 Gen8 Intel® Xeon® E5-2603 (1.8GHz/4-core/10MB/80W) Processor Kit | 291 | 291 | 291 | Заказ
41543 | HP DL160 Gen8 Intel® Xeon® E5-2620 (2.0GHz/6-core/15MB/95W) Processor Kit | 632 | 632 | 632 | Заказ
41571 | HP DL180 G6 Intel® Xeon® E5645 (2.40GHz/6-core/12MB/80W) Processor Kit | 719 | 719 | 719 | Заказ
41627 | HP DL360 G7 Intel® Xeon® E5620 (2.40GHz/4-core/12MB/80W) Processor Kit | 538 | 538 | 538 | Заказ
41632 | HP DL360e Gen8 Intel® Xeon® E5-2403 (1.8GHz/4-core/10MB/80W) Processor Kit | 286 | 286 | 286 | Заказ
41631 | HP DL360e Gen8 Intel® Xeon® E5-2407 (2.2GHz/4-core/10MB/80W) Processor Kit | 356 | 356 | 356 | Заказ
41635 | HP DL360e Gen8 Intel® Xeon® E5-2420 (1.9GHz/6-core/15MB/95W) Processor Kit | 569 | 569 | 569 | Заказ
41641 | HP DL360p Gen8 Intel® Xeon® E5-2603 (1.8GHz/4-core/10MB/80W) Processor Kit | 373 | 373 | 373 | Заказ
41644 | HP DL360p Gen8 Intel® Xeon® E5-2620 (2.0GHz/6-core/15MB/95W) Processor Kit | 820 | 820 | 820 | Заказ
41643 | HP DL360p Gen8 Intel® Xeon® E5-2630 (2.3GHz/6-core/15MB/95W) Processor Kit |  |  | 1213 | Заказ
41645 | HP DL360p Gen8 Intel® Xeon® E5-2630L (2.0GHz/6-core/15MB/60W) Processor Kit | 1163 | 1163 | 1163 | Заказ
41642 | HP DL360p Gen8 Intel® Xeon® E5-2640 (2.5GHz/6-core/15MB/95W) Processor Kit | 1513 | 1513 | 1513 | Заказ
43629 | HP DL380 G6 Intel Xeon L5520 (2.26GHz/4-core/8MB/60W) Processor Kit | 970 | 970 | 970 | Заказ
41674 | HP DL380 G7 Intel® Xeon® E5649 (2.53GHz/6-core/12MB/80W) Processor Kit |  |  | 1530 | Заказ
41685 | HP DL380 G7 Intel® Xeon® L5630 (2.13GHz/4-core/12MB/40W) Processor Kit | 436 | 436 | 436 | Заказ
41687 | HP DL380e Gen8 Intel® Xeon® E5-2403 (1.8GHz/4-core/10MB/80W) Processor Kit | 286 | 286 | 286 | Заказ
41686 | HP DL380e Gen8 Intel® Xeon® E5-2407 (2.2GHz/4-core/10MB/80W) Processor Kit | 356 | 356 | 356 | Заказ
41691 | HP DL380e Gen8 Intel® Xeon® E5-2420 (1.9GHz/6-core/15MB/95W) Processor Kit | 569 | 569 | 569 | Заказ
41695 | HP DL380p Gen8 Intel® Xeon® E5-2609 (2.40GHz/4-core/10MB/80W) Processor Kit | 543 | 543 | 543 | Заказ
41699 | HP DL380p Gen8 Intel® Xeon® E5-2620 (2.0GHz/6-core/15MB/95W) Processor Kit | 820 | 820 | 820 | Заказ
41698 | HP DL380p Gen8 Intel® Xeon® E5-2630 (2.3GHz/6-core/15MB/95W) Processor Kit | 1129 | 1129 | 1129 | Заказ
41697 | HP DL380p Gen8 Intel® Xeon® E5-2640 (2.5GHz/6-core/15MB/95W) Processor Kit | 1513 | 1513 | 1513 | Заказ
41750 | HP DL560 Gen8 Intel® Xeon® E5-4610 (2.4GHz/6-core/15MB/95W) Processor Kit |  |  | 2477 | Заказ
41758 | HP DL580 G7 Intel® Xeon® E7-4830 (2.13GHz/8-core/24MB/105W) Processor Kit |  |  | 3672 | Заказ
42800 | HP DL980 X6550 8 core 2.00 18M 4p kit | 3510 |  | 3510 | Заказ
41600 | HP ML350e Gen8 Intel® Xeon® E5-2403 (1.8GHz/4-core/10MB/80W) Processor Kit | 286 | 286 | 286 | Заказ
41599 | HP ML350e Gen8 Intel® Xeon® E5-2407 (2.2GHz/4-core/10MB/80W) Processor Kit | 356 | 356 | 356 | Заказ
41598 | HP ML350e Gen8 Intel® Xeon® E5-2420 (1.9GHz/6-core/15MB/95W) Processor Kit | 569 | 569 | 569 | Заказ
41602 | HP ML350p Gen8 Intel® Xeon® E5-2603 (1.8GHz/4-core/10MB/80W) Processor Kit | 358 | 358 | 358 | Заказ
41601 | HP ML350p Gen8 Intel® Xeon® E5-2609 (2.40GHz/4-core/10MB/80W) Processor Kit | 543 | 543 | 543 | Заказ
41605 | HP ML350p Gen8 Intel® Xeon® E5-2620 (2.0GHz/6-core/15MB/95W) Processor Kit | 820 | 820 | 820 | Заказ
41604 | HP ML350p Gen8 Intel® Xeon® E5-2630 (2.30GHz/6-core/15MB/95W) Processor Kit | 1129 | 1129 | 1129 | Заказ
02. Оперативная память
43488 | 16GB (1x16Gb 2Rank) 2Rx4 PC3L-10600R-9 Low Voltage Registered DIMM | 410 | 410 | 410 | Заказ
42784 | 16GB (1x16GB) 2Rx4 PC3-12800R-11 Registered DIMM | 367 | 367 | 367 | Заказ
42791 | 16GB (1x16GB) 2Rx4 PC3L-10600R-9 Low Voltage Registered DIMM | 325 | 325 | 325 | Заказ
43135 | 2GB (1x2GB) Dual Rank x8 PC3-10600 (DDR3-1333) Registered CAS-9 Memory Kit | 101 | 101 | 101 | Заказ
43601 | 2GB 2Rx8 PC3-10600E-9 Kit | 54 | 54 | 54 | Заказ
42783 | 4GB (1x4Gb 1Rank) 1Rx4 PC3-10600R-9 Registered DIMM | 118 |  | 118 | Заказ
42790 | 4GB (1x4Gb 1Rank) 1Rx4 PC3-10600R-9 Registered DIMM, аналог 500658-B21 | 117 | 117 | 117 | Заказ
42785 | 4GB (1x4Gb 2Rank) 2Rx4 PC3-10600R-9 Registered DIMM | 160 |  | 160 | Заказ
42361 | 4GB (1x4GB) 1Rx4 PC3-12800R-11 Registered DIMM (for DL160/360e/360p/380e/380p Gen8 (647895-B21) | 138 | 138 | 138 | +++++
42360 | 4GB (1x4GB) 1Rx4 PC3L-10600R-9 Low Voltage Registered DIMM for DL160/360e/360p/380e/380 (647893-B21) | 122 | 122 | 122 | Заказ
43602 | 4GB (1x4GB) Dual Rank x8 PC3L-10600 (DDR3-1333) Unbuffered CAS-9 Low Power Memory Kit | 79 | 79 | 79 | Заказ
43597 | 4GB 1Rx4 PC3L-10600R-9 Kit | 108 | 108 | 108 | Заказ
43603 | 4GB 2Rx8 PC3-10600E-9 Kit | 83 | 83 | 83 | Заказ
43594 | 4GB 2Rx8 PC3-12800E-11 Kit | 80 | 80 | 80 | Заказ
43593 | 4GB 2Rx8 PC3L-10600E-9 Kit | 83 | 83 | 83 | Заказ
42786 | 8GB (1x8Gb 2Rank) 2Rx4 PC3L-10600R-9 Low Voltage Registered DIMM | 175 | 175 | 175 | Заказ
42787 | 8GB (1x8GB) 1Rx4 PC3-12800R-11 Registered DIMM | 197 | 197 | 197 | Заказ
43499 | 8GB (1x8GB) 2Rx4 PC3-12800R-11 Registered DIMM | 197 | 197 | 197 | Заказ
42788 | 8GB (1x8GB) 2Rx4 PC3L-10600R-9 Low Voltage Registered DIMM | 175 | 175 | 175 | Заказ
42789 | 8GB (1x8GB) 2Rx4 PC3L-10600R-9 Low Voltage Registered DIMM | 200 |  | 200 | Заказ
43596 | 8GB (1x8GB) Dual Rank x8 PC3-12800E (DDR3-1600) Unbuffered CAS-11 | 156 | 156 | 156 | Заказ
43598 | 8GB 2Rx4 PC3-8500R-7 Kit | 188 | 188 | 188 | Заказ
43595 | 8GB 2Rx8 PC3L-10600E-9 Kit | 152 | 152 | 152 | Заказ
43592 | HP 2GB 1Rx8 PC3-12800E-11 Kit | 52 | 52 | 52 | Заказ
43485 | HP 8GB (1x8GB) Dual Rank x4 PC3-10600 (DDR3-1333) Registered CAS-9 Memory Kit | 175 | 175 | 175 | Заказ
42792 | HP BL8x0c i2 8GB(2x4GB) PC3-10600R-9 Kit | 140 |  | 140 | Заказ
03. Оптические приводы
43631 | HP 1U 9.5mm DVD ROM Kit | 40 | 40 | 40 | Заказ
42799 | HP DL320 G3,G4,G5 Slim Line DVD-ROM Drive Option Kit | 3 |  | 3 | Заказ
42797 | HP Half-Height SATA DVD RW Optical Drive(16x) | 49 | 49 | 49 | Заказ
42793 | HP SATA DVD ROM, 12.7mm Slim, JackBlack Optical Drive | 117 | 117 | 117 | Заказ
42354 | HP SATA DVD ROM, 9.5mm, JackBlack Optical Drive for DL160/320e/360p/360e Gen8 | 122 | 122 | 122 | Заказ
42378 | HP SATA DVD-RW, 12.7mm Slim, JackBlack Optical Drive for DL380p/380e/385p Gen8 | 138 | 138 | 138 | Заказ
42795 | HP SATA DVD-RW, 9.5mm, JackBlack Optical Drive | 170 | 170 | 170 | Заказ
42794 | HP SATA DVD-RW, Half-Height, JackBlack Optical Drive | 68.6 |  | 68.6 | Заказ
42796 | HP SATA DVD-RW, Slim 12.7mm, Optical Drive | 165.9 |  | 165.9 | Заказ
42798 | HP SATA DVD-RW, Slim 12.7mm, Optical Drive | 153 | 153 | 153 | Заказ
43636 | ProLiant DL580 G3 Floppy Drive Option Kit | 15 | 15 | 15 | Заказ
43634 | Slim 12.7mm SATA DVD Optical Kit | 117 | 117 | 117 | Заказ
04. Жесткие диски
42363 | 146GB 2.5"(SFF) SAS 15k 6G Hot Plug w Smart Drive SC Entry (652605-B21) | 421 | 421 | 421 | +++++
42760 | 146GB 2.5"(SFF) SAS 15K 6G HotPlug Dual Port ENT HDD | 485 | 485 | 485 | Заказ
43579 | 160GB 7.2K NHP Entry SATA HDD | 65 | 65 | 65 | Заказ
42764 | 1TB 2,5"(SFF) SATA 7.2K 3G Pluggable Midline HDD | 620 | 620 | 620 | Заказ
42770 | 1TB 2.5"(SFF) SAS 7,2K 6G HotPlug w Smart Drive SC Midline | 682 | 682 | 682 | Заказ
42441 | 1TB 3.5"(LFF) SATA 7,2k 6G Pluggable w Smart Drive SC Midline (for HP Proliant Gen8 servers) | 227 | 227 | 227 | Заказ
42772 | 1TB 3.5"(LFF) SATA 7.2k 6G NHP MDL HDD | 227 | 227 | 227 | Заказ
43590 | 1TB 3G SATA 7.2K 3.5in LFF HotPlug Midline HDD (for NON-Gen8 servers) 1y-Warr | 227 | 227 | 227 | Заказ
43581 | 1TB 3G SATA 7.2K 3.5in LFF NON-HotPug Midline HDD (for NON-Gen8 servers) 1y-Warr | 222 | 222 | 222 | Заказ
41988 | 1TB 6G 7.2K SFF SAS DP HDD for P63xx/P65xx only (use with M6625 enclosure - AJ840A) | 787 | 787 | 787 | Заказ
43577 | 1TB 6G SAS 7.2K 2.5in SFF HotPlug DP Midline HDD (for NON-Gen8 servers) 1y-Warr | 630 | 630 | 630 | Заказ
43570 | 1TB 6G SAS 7.2K 3.5in HotPlug SC MDL HDD (for Gen8 servers) 3y-Warr | 320 | 320 | 320 | Заказ
43583 | 1TB 6G SAS 7.2K 3.5in LFF HotPlug DP Midline HDD (for NON-Gen8 servers) 1y-Warr | 294 | 294 | 294 | Заказ
42356 | 1TB 6G SATA 7.2k 2.5in SC MDL HDD | 634 | 634 | 634 | Заказ
42874 | 1TB 7.2K hot plug 3.5" Dual-port 6G MDL SAS LFF HDD for MSA2000 G2 and P2000 only, аналог AJ740A | 489 | 489 | 489 | Заказ
42877 | 1TB 7.2K hot plug 3.5" SATA HDD for MSA2000 G2 and P2000 only, аналог AJ740A | 379 | 379 | 379 | Заказ
43588 | 250GB 3G SATA 7.2K 3.5in LFF HotPlug Entry HDD (for NON-Gen8 servers) 1y-Warr | 145 | 145 | 145 | Заказ
43580 | 250GB 3G SATA 7.2K 3.5in LFF NON-HotPug Entry HDD (for NON-Gen8 servers) 1y-Warr | 148 | 148 | 148 | Заказ
42774 | 2TB 3,5"(LFF) SATA 7.2K 3G NHP Midline HDD | 381 | 381 | 381 | Заказ
42777 | 2TB 3.5"(LFF) SAS 7,2K 6G HotPlug w Smart Drive SC Midline | 475 | 475 | 475 | Заказ
42773 | 2TB 3.5"(LFF) SATA 7,2K 3G Pluggable Midline HDD | 394 | 394 | 394 | Заказ
43490 | 2TB 3.5"(LFF) SATA 7,2k 6G Pluggable w Smart Drive SC Midline | 392 | 392 | 392 | Заказ
42781 | 2TB 3.5"(LFF) SATA 7.2k 6G NHP MDL HDD | 392 | 392 | 392 | Заказ
43584 | 2TB 6G SAS 7.2K 3.5in LFF HotPlug DP Midline HDD (for NON-Gen8 servers) 1y-Warr | 443 | 443 | 443 | Заказ
42878 | 2TB 7.2K hot plug 3.5" 3G Dual-port SATA LFF HDD for MSA2000 G2 and P2000 only, аналог AJ740A, AW555 | 416 | 416 | 416 | Заказ
42876 | 2TB 7.2K hot plug 3.5" 3G Dual-port SATA LFF HDD for MSA2000 G2 and P2000 only, аналог AW556A | 680 | 680 | 680 | Заказ
42880 | 2TB 7.2K hot plug 3.5" Dual-port 6G MDL SAS LFF HDD for MSA2000 G2 and P2000 only, аналог AW556A | 766 | 766 | 766 | Заказ
42873 | 300GB 15K hot plug 3.5" Dual-port 6G SAS LFF HDD for MSA2000 G2 and P2000 only, замена AJ736A | 583 | 583 | 583 | Заказ
42362 | 300GB 2.5"(SFF) SAS 10k 6G Hot Plug w Smart Drive SC Entry (652564-B21) | 367 | 367 | 367 | +++++
42771 | 300GB 2.5"(SFF) SAS 15k 6G Hot Plug w Smart Drive SC Entry | 687 | 687 | 687 | Заказ
42767 | 300GB 2.5"(SFF) SAS 15K 6G HotPlug Dual Port ENT HDD | 859 | 859 | 859 | Заказ
43139 | 300GB 3.5"(LFF) SAS 15k 6G HotPlug Dual Port ENT HDD | 337 | 337 | 337 | Заказ
41983 | 300GB 6G 15K SFF SAS DP HDD for P63xx/P65xx only (use with M6625 enclosure - AJ840A) | 1140 | 1140 | 1140 | Заказ
43591 | 3TB 3G SATA 7.2K 3.5in LFF HotPlug Midline HDD (for NON-Gen8 servers) 1y-Warr | 535 | 535 | 535 | Заказ
43582 | 3TB 3G SATA 7.2K 3.5in LFF NON-HotPug Midline HDD (for NON-Gen8 servers) 1y-Warr | 535 | 535 | 535 | Заказ
43571 | 3TB 6G SAS 7.2K 3.5in HotPlug SC MDL HDD (for Gen8 servers) 3y-Warr | 709 | 709 | 709 | Заказ
43585 | 3TB 6G SAS 7.2K 3.5in LFF HotPlug DP Midline HDD (for NON-Gen8 servers) 1y-Warr | 698 | 698 | 698 | Заказ
42782 | 3TB 7.2K hot plug 3.5" Dual-port 6G MDL SAS LFF HDD for P2000 only | 1206 | 1206 | 1206 | Заказ
42872 | 450GB 15K hot plug 3.5" Dual-port 6G SAS LFF HDD for MSA2000 G2 and P2000 only (AP838A, AP843A, AP84 | 629 | 629 | 629 | Заказ
42778 | 450GB 3.5"(LFF) SAS 15K 6G HotPlug w Smart Drive SC Entry | 389 | 389 | 389 | Заказ
42355 | 450GB 6G SAS 10K 2.5in SC ENT HDD | 564 | 564 | 564 | Заказ
43576 | 450GB 6G SAS 10K 2.5in SFF HotPlug DP Ent HDD (for NON-Gen8 servers) 3y-Warr | 450 | 450 | 450 | Заказ
43586 | 450GB 6G SAS 15K 3.5in LFF HotPlug DP Ent HDD (for NON-Gen8 servers) 3y-Warr | 350 | 350 | 350 | Заказ
43587 | 450GB 6G SAS 15K 3.5in LFF HotPlug DP Ent HDD (for NON-Gen8 servers) 3y-Warr | 572 | 572 | 572 | Заказ
42762 | 500GB 2.5"(SFF) SAS 7,2K 6G HotPlug Dual Port Midline HDD | 389 | 389 | 389 | Заказ
42769 | 500GB 2.5"(SFF) SAS 7,2K 6G HotPlug w Smart Drive SC Midline | 399 | 399 | 399 | Заказ
42768 | 500GB 2.5"(SFF) SATA 7,2k 6G Pluggable w Smart Drive SC Midline | 383 | 383 | 383 | Заказ
43578 | 500GB 3G SATA 7.2K 2.5in SFF HotPlug DP Midline HDD (for NON-Gen8 servers) 1y-Warr | 364 | 364 | 364 | Заказ
43589 | 500GB 3G SATA 7.2K 3.5in LFF HotPlug Midline HDD (for NON-Gen8 servers) 1y-Warr | 203 | 203 | 203 | Заказ
43573 | 500GB 6G SATA 7.2k 3.5in HotPlug SC MDL HDD (for Gen8 servers) 1y-Warr | 203 | 203 | 203 | Заказ
43574 | 500GB 6G SATA 7.2K 3.5in LFF NON-hot plug Midline HDD (for Gen8 servers) 1y-Warr | 210 | 210 | 210 | Заказ
42879 | 600GB 15K hot plug 3.5" Dual-port 6G SAS LFF HDD for MSA2000 G2 and P2000 only, замена AJ737A | 760 | 760 | 760 | Заказ
43659 | 600GB 2,5''(SFF) SAS 10K 6G Hot Plug Dual Port for MSA2040 (C8R10A, C8R15A, AJ941A) | 669 | 669 | 669 | Заказ
42763 | 600GB 2.5" (SFF) SAS 10K 6G HotPlug Dual Port ENT HDD | 735 | 735 | 735 | Заказ
42780 | 600GB 2.5"(SFF) SAS 10k 6G Hot Plug w Smart Drive SC Entry (652583-B21) | 676 | 676 | 676 | Заказ
42761 | 600GB 3.5"(LFF) SAS 15k 6G HotPlug Dual Port ENT HDD | 599 | 599 | 599 | Заказ
43572 | 600GB 6G SAS 15K 3.5in HotPlug SC Ent HDD (for Gen8 servers) 3y-Warr | 644 | 644 | 644 | Заказ
42776 | 900GB 2.5"(SFF) SAS 10k 6G Hot Plug w Smart Drive SC Entry (652589-B21) | 959 | 959 | 959 | Заказ
42775 | 900GB 2.5"(SFF) SAS 10K 6G HotPlug Dual Port ENT HDD | 1092 | 1092 | 1092 | Заказ
41987 | 900GB 6G 10K SFF SAS DP HDD for P63xx/P65xx only (use with M6625 enclosure - AJ840A) | 1616 | 1616 | 1616 | Заказ
43655 | HP MSA 146GB 6G SAS 15K 2.5in DP ENT HDD | 417 | 417 | 417 | Заказ
43661 | HP MSA 1TB 6G SAS 7.2K 2.5in DP MDL HDD | 715 | 715 | 715 | Заказ
43656 | HP MSA 300GB 6G SAS 10K 2.5in DP ENT HDD | 354 | 354 | 354 | Заказ
43657 | HP MSA 300GB 6G SAS 15K 2.5in DP ENT HDD | 743 | 743 | 743 | Заказ
43658 | HP MSA 450GB 6G SAS 10K 2.5in DP ENT HDD | 514 | 514 | 514 | Заказ
43660 | HP MSA 900GB 6G SAS 10K 2.5in DP ENT HDD | 972 | 972 | 972 | Заказ
43665 | MSA2 450GB 3G 15K 3.5 inch Dual-port SAS HDD | 649 | 649 | 649 | Заказ
05. Сетевые адаптеры
42758 | HP 366M Ethernet 1Gb Mezzanines Adapter, 4-port, for Gen8 | 564 | 564 | 564 | Заказ
42739 | HP BLc NC522m NIC Adapter Opt Kit | 459 |  | 459 | Заказ
43610 | HP Ethernet 10Gb 2-port 530FLR-SFP+ Adapter | 810 | 810 | 810 | Заказ
42806 | HP Ethernet Adapter, 331T, 4x1Gb, PCIe(2.0), for DL165/580/980G7 & Gen8-servers | 469 | 469 | 469 | Заказ
42751 | HP Ethernet Adapter, 332T, Broadcom, 2x1Gb, PCIe(2.0) | 255 | 255 | 255 | Заказ
42803 | HP FlexibleLOM Adapter, 331FLR, 4x1Gb for Gen8 | 458 |  | 458 | Заказ
43609 | HP NC112T PCI Express Gigabit Server Adapter | 69 | 69 | 69 | Заказ
43612 | HP NC360T PCI-E Dual Port Gigabit Server Adapter | 266 | 266 | 266 | Заказ
43614 | HP NC364T PCI-E Quad Port Gigabit Server Adapter | 666 | 666 | 666 | Заказ
42804 | HP NC365T PCIe2.0 (x4) 4-Port Gigabit Server Adapter, 10/100/1000 (incl. low-profile bracket) замена | 602 | 602 | 602 | Заказ
43613 | HP NC375T PCI Express Quad Port Gigabit Server Adapter | 533 | 533 | 533 | Заказ
43611 | HP NC382T PCI Express Dual Port Multifunction Gigabit Server Adapter | 240 | 240 | 240 | Заказ
42802 | HP Server Adapter, NC523SFP, 2-port/10Gb SFP+, Qlogic | 869 |  | 869 | Заказ
43619 | NC325m PCI Express Quad Port Gigabit Server Adapter | 826 | 826 | 826 | Заказ
43618 | NC360m Dual Port 1GbE BL-c Adapter | 415 | 415 | 415 | Заказ
43617 | NC382m PCI Express Dual Port Multifunction Gigabit Server Adapter | 394 | 394 | 394 | Заказ
43620 | NC532m Dual Port 10GbE Multifunction BL-c Adapter | 970 | 970 | 970 | Заказ
06. Платы расширения (Riser Kit) и опции защиты
42812 | HP 1U Gen8 Management Arm Cable for DL160/360p/360e Gen8 (supports Ball Bearing rail kits only) | 65.6 |  | 65.6 | Заказ
42833 | HP 1U Security Bezel Kit for DL160/360p/360e Gen8 | 72.1 |  | 72.1 | Заказ
42827 | HP 2U Security Bezel Kit for DL380e/380p/385p/560 Gen8 | 72.1 |  | 72.1 | Заказ
42818 | HP 4GB Micro SDHC Flash Media Kit | 127.6 |  | 127.6 | Заказ
42801 | HP 4GB SD Flash Media Key Kit (to use with HP VMware ESXi) | 108.5 |  | 108.5 | Заказ
43647 | HP DL320 G6 PCI-X Riser Kit | 79 | 79 | 79 | Заказ
42377 | HP DL380eGen8 PCIe x16 Riser Kit |  |  | 137.3 | Заказ
42831 | HP DL380p/560 Gen8 2Slot 2x16 PCIe Riser Kit (incl. riser with 1 x16 FL/FH, 1 x16 HL/FH slots) | 103 |  | 103 | Заказ
42810 | HP HP DL380p/385p/560 Gen8 3Slot PCIe Riser Kit (incl. riser with 1 x16 FL/FH, 2 x8 HL/FH slots) | 103 |  | 103 | Заказ
42826 | HP Security Bezel Kit for ML350p/350e Gen8 | 50 |  | 50 | Заказ
07. Блоки питания
42837 | Hot Plug Redundant Power Supply HE (Silver) 1200W Option Kit | 426 | 426 | 426 | Заказ
42840 | Hot Plug Redundant Power Supply HE 460W Option Kit | 314 | 314 | 314 | Заказ
42849 | Hot Plug Redundant Power Supply HE 750W Option Kit | 367 | 367 | 367 | Заказ
42808 | Hot Plug Redundant Power Supply Platinum 1200W Option Kit | 503 |  | 503 | Заказ
42820 | Hot Plug Redundant Power Supply Platinum 750W Option Kit | 440 |  | 440 | Заказ
42829 | Hot Plug Redundant Power Supply Platinum Plus 1200W Option Kit | 561 |  | 561 | Заказ
42819 | Hot Plug Redundant Power Supply Platinum Plus 460W Option Kit | 357 | 357 | 357 | Заказ
42809 | Hot Plug Redundant Power Supply Platinum Plus 750W Option Kit | 405 | 405 | 405 | Заказ
42836 | HP 4U RPS Enablement Kit for ML310e | 163 |  | 163 | Заказ
42746 | HP BladeSystem cClass c7000 2,4kW High Efficiency Power Supply Option Kit (incl IEC C20-C19 2m power | 479 | 479 | 479 | Заказ
42813 | HP Redundant Enablement Kit for ML350e Gen8 (incl. RPS cage/power bkln., PCIe fan baffle and 2 red. | 238 |  | 238 | Заказ
08. Видео адаптеры
42825 | HP Graphic Card Power Cable Kit, to support video graphics cards 75-150W, for DL380p Gen8 | 83.4 |  | 83.4 | Заказ
09. Охлаждение (Fan kit)
42832 | HP Hot Plug Redundant Fan Kit for ML350p Gen8 | 143 |  | 143 | Заказ
10. Програмное обеспечение и лицензии
42853 | HP Microsoft Server 2008 5-CAL User Remote Desktop Services | 710 |  | 710 | Заказ
43608 | HP Microsoft Windows Server 2008 5-Device CAL Pack | 155 | 155 | 155 | Заказ
42841 | HP Smart Array Hot Plug Adv Pack for B110i w/1yr 24x7 Supp Physical 1 Svr LTU, (to enable hot plug s | 40 |  | 40 | Заказ
43607 | Microsoft Windows Server 2008 R2 Enterprise Edition 10 CAL Reseller Option Kit en fr es Software | 1992 | 1992 | 1992 | Заказ
43604 | MS WS12 Std ROK en/ru/pl/cs SW | 825 | 825 | 825 | Заказ
43605 | Windows Server 2008 R2 Standard Edition 64bit English ROK DVD 1-4CPU 32Gb with 5 CAL (Proliant only) | 825 | 825 | 825 | Заказ
43606 | Windows Server 2008 R2 Standard Edition 64bit Russian ROK DVD 1-4CPU 32Gb with 5 CAL (Proliant only) | 825 | 825 | 825 | Заказ
12. Контроллеры и опции к ним
43138 | 1G Flash Backed Cache | 698 | 698 | 698 | Заказ
43622 | BLc Brocade 804 8Gb Fibre Channel Host Bus Adapter | 1137 | 1137 | 1137 | Заказ
43621 | Emulex LPe1105 4Gb Fibre Channel Host Bus Adapter for c-Class Blade System | 1028 | 1028 | 1028 | Заказ
42748 | HP 1GB Flash Backed Write Cache Upgrade Kit for SA P420/421 | 591 | 591 | 591 | Заказ
43644 | HP 1U Gen8 Smart Array Cable Kit (for SA P222/P420/P822 HP Mini SAS 700mm Gen8 Cable Kit for SA P2 | 30 | 30 | 30 | Заказ
42807 | HP 1U Gen8 Smart Array Cable Kit (for SA P222/P420/P822 & H222/H220 HBAs) for 360e(Gen8) | 86 | 86 | 86 | Заказ
42754 | HP 2GB Flash Backed Write Cache Upgrade Kit for SA P420/421 | 714 | 714 | 714 | Заказ
42828 | HP 2U Gen8 Rear 2LFF Cage Kit for DL380e Gen8 | 130.8 |  | 130.8 | Заказ
42834 | HP 2U Gen8 Rear 2SFF Cage Kit for DL380e Gen8 | 134 | 134 | 134 | Заказ
42830 | HP 380/385 Gen8 8-SFF Cage/Bkpln Kit | 266 | 266 | 266 | Заказ
42757 | HP 512MB Dynamic SA FBWC for B120i/B320i in ML/DLs Gen8 (enables RAID 5,5+0, incl. cable&cache modul | 314 |  | 314 | Заказ
42755 | HP 512MB Flash Backed Write Cache Upgrade for Kit SA P420/421 | 554 |  | 554 | Заказ
42749 | HP 512MB Flash Backed Write Cache Upgrade Kit SA P410i P410 P411 замена 462967-B21 | 564 | 564 | 564 | Заказ
42824 | HP 5U 8SFF Hot Plug Drive Cage Kit for ML350pGen8 (req. separate SA controller or Expander Card 661 | 134.8 |  | 134.8 | Заказ
42835 | HP 8SFF HDD CAGE Kit for DL380e Gen8(req. separate SAS controller) | 190 | 190 | 190 | Заказ
42816 | HP DL380e Gen8 Smart Array Cable Kit | 67.5 |  | 67.5 | Заказ
42811 | HP Double Mini SAS Y 36in Cable Assembly | 97 |  | 97 | Заказ
42753 | HP SAS Controller Smart Array P222/FBWC 512Mb/6Gb/1-port Int(SFF8087)&1-port Ext(SFF8088)x8wide/PCI- | 566 | 566 | 566 | Заказ
42756 | HP SAS Controller Smart Array P420/1GB FBWC/6Gb/2-port Int(SFF8087)/PCI-E 3.0/LP FF, incl. f/s brckt | 938 | 938 | 938 | Заказ
42747 | HP SAS Controller Smart Array P421/1GB FBWC/6Gb/2-port Ext(SFF8088)x8wide/PCI-E 3.0/LP FF, incl. f/s | 964 | 964 | 964 | Заказ
42750 | HP SAS Controller Smart Array P421/2GB FBWC/6Gb/2-port Ext(SFF8088)x8wide/PCI-E 3.0/LP FF, incl. f/s | 1092 | 1092 | 1092 | Заказ
42815 | HP SAS Expander Card, 6Gb, (For use with additional drive cages/incl 2x28" and 2x33" MiniSAS to Mini | 501 | 501 | 501 | Заказ
42519 | HP Smart Array Cache Battery Kit | 159 | 159 | 159 | Заказ
42752 | HP Smart Array P410/1GB with Flash BWC Controller RAID 0,1,1+0,5,5+0 (8 link: 2 int (SFF8087) ports | 1006 |  | 1006 | Заказ
42732 | HP Smart Array P721m/512 4-ports Ext Mezzanine SAS Controller for BL Gen8 | 915 |  | 915 | Заказ
43639 | P212/256 Smart Array Controller | 453 | 453 | 453 | Заказ
43638 | P212/ZM Smart Array Controller | 250 | 250 | 250 | Заказ
15583 | P420/2GB FBWC 6Gb 2-ports Int SAS Controller | 1092 | 1092 | 1092 | Заказ
43641 | P812/1GB Flash 8-ports Int/16-ports Ext PCIe x8 SAS Controller | 1662 | 1662 | 1662 | Заказ
43640 | P822/2GB FBWC 2-ports Int/4-ports Ext SAS Controller | 1726 | 1726 | 1726 | Заказ
42730 | Qlogic-based (QMH2562) BL cClass Dual Port Fibre Channel Adapter (8-Gb) (BL280G6,460G6,490G6,685G5,8 | 886 | 886 | 886 | Заказ
42931 | Single Channel Ultra320 SCSI Adapter (PCI-E x4, 1int, 1ext - All Srv/Wrst; for HP & Sony Tapes), inc | 255 | 255 | 255 | Заказ
14. Контролеры FC
42959 | HP FCA 81B 8Gb Single Port FC Host Bus Adapter PCI-E for Windows, Linux (LC connector), incl. h/h & | 1402.6 |  | 1402.6 | Заказ
42963 | HP FCA 81B 8Gb Single Port FC Host Bus Adapter PCI-E for Windows, Linux (LC connector), incl. h/h & | 1380.5 |  | 1380.5 | Заказ
42943 | HP FCA 81E 8Gb FC Host Bus Adapter PCI-E for Windows, Linux (LC connector), incl. h/h & f/h. brckts | 1270.1 |  | 1270.1 | Заказ
42961 | HP FCA 81E 8Gb FC Host Bus Adapter PCI-E for Windows, Linux (LC connector), incl. h/h & f/h. brckts | 1402.6 |  | 1402.6 | Заказ
42942 | HP FCA 81Q 8Gb FC Host Bus Adapter PCI-E for Windows, Linux (LC connector), incl. h/h & f/h. brckts | 1330 | 1330 | 1330 | Заказ
42948 | HP FCA 82B 8Gb Dual Port FC HBA PCI-E for Win,Linux(LC connector), incl.h/h&f/h.brckts(аналог AP770A | 2157 |  | 2157 | Заказ
42938 | HP FCA 82E Dual Channel 8Gb Host Bus Adapter PCI-E for WinSrv and Linux (LC connector), incl. h/h & | 2216.5 |  | 2216.5 | Заказ
42960 | HP FCA 82E Dual Channel 8Gb Host Bus Adapter PCI-E for WinSrv and Linux (LC connector), incl. h/h & | 2252 |  | 2252 | Заказ
42933 | HP FCA 82Q Dual Channel 8Gb FC Host Bus Adapter PCI-E for Windows, Linux (LC connector), incl. h/h & | 2207 | 2207 | 2207 | Заказ
43623 | HP LPe1205A 8Gb FC HBA Opt | 1092 | 1092 | 1092 | Заказ
42741 | HP QMH2572, Host Bus Adapter, Qlogic-based, Fibre Channel mezzanine card, Dual port, 8Gb | 1156 | 1156 | 1156 | Заказ
42954 | HP SN1000E 16Gb 16Gb FC Host Bus Adapter FC HBA PCI-E (LC connector), incl. h/h & f/h. brckts | 2073.1 |  | 2073.1 | Заказ
42946 | HP SN1000E 16Gb Dual Channel 16Gb FC Host Bus Adapter FC HBA PCI-E (LC connector), incl. h/h & f/h. | 3235.5 |  | 3235.5 | Заказ
15. Другие опции, включая опции для Блейд серверов
42934 | 1M Ext Mini SAS (SFF8088) to Mini SAS (SFF8088) cable for connecting SAS HBA or switch to MSA2300sa, | 136.4 |  | 136.4 | Заказ
42932 | 2M Ext MiniSAS(SFF8088) to MiniSAS(SFF8088) cable for connecting SAS HBA or switch to MSA2300sa,MSA2 | 176 | 176 | 176 | Заказ
42936 | 2M Ext MiniSAS(SFF8088) to SAS(SFF8470) cable for connecting enclosure (AJ749A or AJ750A) to MSA2300 | 245.5 |  | 245.5 | Заказ
42085 | 2M External Mini-SAS (SFF8088) to 4x1 Mini-SAS (SFF8088) Cable (required for BL537A,AK378A,AH559A,BL | 491 |  | 491 | Заказ
42087 | 2m SFF8088-to-SFF8088 1x SAS Cable Kit | 163 | 163 | 163 | Заказ
42941 | 4M Ext MiniSAS(SFF8088) to MiniSAS(SFF8088) cable for connecting SAS HBA or switch to MSA2300sa,MSA2 | 259.2 |  | 259.2 | Заказ
42086 | 4M External Mini-SAS (SFF8088) to 4x1 Mini-SAS (SFF8088) Cable (required for BL537A,AK378A,AH559A,BL | 668.4 |  | 668.4 | Заказ
42735 | Emulex-based (LPe1205) BL cClass Dual Port Fibre Channel Adapter (8-Gb) | 1119 | 1119 | 1119 | Заказ
41994 | HP 15m Premier Flex OM4+ LC/LC Optical Cable (for 8 / 16Gb devices) замена BK841A | 195 | 195 | 195 | Заказ
43624 | HP 1GB Ethernet Pass-Thru Module for c-Class BladeSystem | 1186 | 1186 | 1186 | Заказ
43676 | HP 2m Premier Flex LC/LC Optical Cable | 95 | 95 | 95 | Заказ
41992 | HP 2m Premier Flex OM4+ LC/LC Optical Cable (for 8 / 16Gb devices) замена BK839A | 119 | 119 | 119 | Заказ
43625 | HP 4GB Fibre Channel Pass-thru Module for c-Class BladeSystem | 6083 | 6083 | 6083 | Заказ
43677 | HP 5m Premier Flex LC/LC Optical Cable | 40 | 40 | 40 | Заказ
41993 | HP 5m Premier Flex OM4+ LC/LC Optical Cable (for 8 / 16Gb devices) замена BK840A | 144 | 144 | 144 | Заказ
42935 | HP 8Gb Short Wave Transceiver Kit (LC connector) for 8/16Gb SAN Switch B-series (аналог AJ716A) | 228 | 228 | 228 | Заказ
43675 | HP B-series 8/12c SAN Switch for BladeSystem c-Class | 8665 | 8665 | 8665 | Заказ
43674 | HP B-series 8/12c SAN Switch for BladeSystem c-Class (analog AJ820B, no ROHS compl.) | 3631 | 3631 | 3631 | Заказ
42950 | HP Base SAN switch 8/8 (ext. 24x8Gb ports - 8x active ports, soft, no SFP`s) аналог AM866A#ABB | 3660 | 3660 | 3660 | Заказ
42733 | HP BladeSystem Brocade 8/24c SAN Switch (8+16 ports) (8 external SFP slots, incl 4x8Gb LC SW SFP, 24 | 13333 |  | 13333 | Заказ
42744 | HP BladeSystem Brocade 8/24c SAN Switch (8+16 ports) (8 external SFP slots, incl 4x8Gb LC SW SFP, 24 | 7900 | 7900 | 7900 | Заказ
42734 | HP BladeSystem cClass Cisco Catalyst Blade Gigabit Switch 3020 (8 external RJ45 + 4 SFP slots) | 6523 | 6523 | 6523 | Заказ
42731 | HP BladeSystem cClass Cisco Catalyst Blade Switch 3120G (4x1GbE external RJ45 + 4 SFP slots) | 11126 | 11126 | 11126 | Заказ
42737 | HP BladeSystem cClass GbE2c Layer 2/3 Ethernet Blade Switch (5 ports 100/1000 + 4 SFP slots) замена | 2510 | 2510 | 2510 | Заказ
42743 | HP BladeSystem D2200sb storage blade (SA P410i RAID with FBWC 1Gb (RAID5/5+0/1+0/1/0)/ up to 12 SFF | 2391 |  | 2391 | Заказ
43626 | HP BLc Cisco 1/10GbE 3120X Switch | 16533 | 16533 | 16533 | Заказ
43615 | HP BLc Single Active Cool 100 Fan Option | 197 | 197 | 197 | Заказ
43628 | HP BLc Virtual Connect 1Gb RJ-45 Small Form Factor Pluggable Option Kit | 421 | 421 | 421 | Заказ
43616 | HP BLc7000 Enclosure HP Single Active Cool Fan Option Kit | 197 | 197 | 197 | Заказ
42745 | HP c3000 Dual Onboard Administrator Module | 753 | 753 | 753 | Заказ
42736 | HP c7000 Onboard Administrator with KVM | 1220 | 1220 | 1220 | Заказ
42814 | HP Dedicated iLO Management Port Kit for DL320e/ML310e Gen8 | 43.6 |  | 43.6 | Заказ
42817 | HP DL580G7 (E7) Memory Board (adds 8 additional DIMM sockets for processor) support servers with E7 | 297 |  | 297 | Заказ
42821 | HP DL980 CPU Installation Assembly | 300 |  | 300 | Заказ
42021 | HP Fibre Channel 15m Multi-mode OM3 LC/LC FC Cable (for 8Gb devices) замена 221692-B23 | 157 | 157 | 157 | Заказ
42020 | HP Fibre Channel 2m Multi-mode OM3 LC/LC FC Cable (for 8Gb devices) замена 221692-B21 | 113 | 113 | 113 | Заказ
43645 | HP Gen8 2nd-port SATA Cable Kit (Required for 6LFF configurations with B120i) | 52 | 52 | 52 | Заказ
42843 | HP KVM Console PS2/USB Virtual Media CAC Interface Adapter | 199 |  | 199 | Заказ
42855 | HP KVM Console USB Virtual Media CAC Interface Adapter | 199 |  | 199 | Заказ
42738 | HP KVM internal module for BLc3000 Encl. (ports: 1xVGA, 2xUSB) | 429 |  | 429 | Заказ
42805 | HP Micro Server Remote Access Card Kit | 108.7 |  | 108.7 | Заказ
43643 | HP Mini SAS Str to Str 37in Cable Assy (DL380p Gen8) | 53 | 53 | 53 | Заказ
42850 | HP Mini SAS to Mini SAS 28in Cable Assy DL180G6 ML330G6 (to connect SAS RAID SA410 to 4 bay backplan | 61 | 61 | 61 | Заказ
43654 | HP MSA 2040 16Gb SW FC SFP 4 Pk | 1836 | 1836 | 1836 | Заказ
43653 | HP MSA 2040 8Gb SW FC SFP 4 Pk | 457 | 457 | 457 | Заказ
42947 | HP SAN switch 8/24 (ext. 24x8Gb ports - 16x active Full Fabric ports, soft, no SFP`s) аналог AM868A# | 7287 | 7287 | 7287 | Заказ
42742 | HP StorageWorks 6Gb SAS Blade Switch to communicate with P2000sa (8 external SFF8088 ports) Single s | 2854 |  | 2854 | Заказ
42839 | HP Tower to Rack Conversion Tray Kit for ML350e Gen8 | 265 |  | 265 | Заказ
43627 | HP Virtual Connect Flex-10 10Gb Ethernet Module for c-Class BladeSystem | 16640 | 16640 | 16640 | Заказ
42740 | HP Virtual Connect FlexFabric 10Gb/24-port Module for c-Class (16x10Gb downlinks, 2x10Gb cross conne | 25669 | 25669 | 25669 | Заказ
02. Системы хранения данных HP
01. Дисковые массивы
01. Система хранения серии P2000 (FC, ISCSI, SAS)
43651 | HP MSA 2040 LFF Drive Bay Chassis (up to 12x3,5'' HDDs, no controllers (up to 2xC8R09A), 2 power sup | 3151 | 3151 | 3151 | Заказ
42885 | HP P2000 10GbE iSCSI DC LFF MSA System (incl. 1XP2000 LFF Drive Chassis (AP838A), 2xP2000 G3 10GbE i | 13036.8 |  | 13036.8 | Заказ
42881 | HP P2000 10GbE iSCSI DC SFF MSA System (incl. 1xP2000 SFF Drive Chassis (AP839A), 2xP2000 G3 10GbE i | 13556.5 |  | 13556.5 | Заказ
42888 | HP P2000 FC DC LFF Modular Smart Array System (incl. 1xP2000 LFF Drive Chassis (AP838A), 2xP2000 G3 | 9243 | 9243 | 9243 | Заказ
42893 | HP P2000 FC DC SFF Modular Smart Array System (incl. 1XP2000 SFF Drive Chassis (AP839A), 2xP2000 G3 | 9752 | 9752 | 9752 | Заказ
42891 | HP P2000 FC/iSCSI Combo DC LFF MSA System (incl. 1XP2000 LFF Drive Chassis (AP838A), 2xP2000 G3 FC/i | 11474 | 11474 | 11474 | Заказ
42890 | HP P2000 FC/iSCSI Combo DC SFF MSA System (incl. 1xP2000 SFF Drive Chassis (AP839A), 2xP2000 G3 FC/i | 11983 | 11983 | 11983 | Заказ
42955 | HP P2000 G3 10GbE iSCSI MSA Controller (2Gb cache, 2 ports (no SFP+), SFF8088 port for disk enclosur | 4822.4 |  | 4822.4 | Заказ
42956 | HP P2000 G3 FC/iSCSI Combo MSA Controller (2Gb cache, 2x8Gb LC + 2x1GbE RJ-45 ports, SFF8088 port fo | 4604 | 4604 | 4604 | Заказ
42957 | HP P2000 G3 Fibre Channel MSA Controller (2Gb cache, 2x8Gb LC ports, SFF8088 port for connect disk e | 3489 | 3489 | 3489 | Заказ
42962 | HP P2000 G3 iSCSI MSA Controller (2Gb cache, 4xRJ45 ports, SFF8088 port for connect disk enclosures, | 3190.7 |  | 3190.7 | Заказ
42951 | HP P2000 G3 SAS MSA Controller (2Gb cache, 4xSFF8088 host ports, SFF8088 port for connect disk enclo | 3190.7 |  | 3190.7 | Заказ
42958 | HP P2000 I/O Module for LFF Disk Enclosure (for create single I/O disk encl.) required cable - 40733 | 782.3 |  | 782.3 | Заказ
42883 | HP P2000 iSCSI DC LFF Modular Smart Array System (incl. 1xP2000 LFF Drive Chassis (AP838A), 2xP2000 | 9767.8 |  | 9767.8 | Заказ
42882 | HP P2000 iSCSI DC SFF Modular Smart Array System (incl. 1XP2000 SFF Drive Chassis (AP839A), 2xP2000 | 10287.5 |  | 10287.5 | Заказ
42871 | HP P2000 MSA LFF Drive Bay Chassis (up to 12x3.5" HDDs,no controllers (up to 2xAP836A,AP837A,AW592A, | 3199.7 |  | 3199.7 | Заказ
42884 | HP P2000 MSA LFF Drive Bay Chassis (up to 12x3.5" HDDs,no controllers (up to 2xAP836A,AP837A,AW592A, | 2265 | 2265 | 2265 | Заказ
42887 | HP P2000 MSA SFF Drive Bay Chassis (up to 24x2.5" HDDs,no controllers (up to 2xAP836A,AP837A,AW592A, | 3917.2 |  | 3917.2 | Заказ
42886 | HP P2000 SAS DC LFF Modular Smart Array System (incl. 1xP2000 LFF Drive Chassis (AP838A), 2xP2000 G3 | 8339 | 8339 | 8339 | Заказ
42875 | HP P2000 SAS DC SFF Modular Smart Array System (incl. 1XP2000 SFF Drive Chassis (AP839A), 2xP2000 G3 | 8848 | 8848 | 8848 | Заказ
43663 | P2000 G3 DC-power LFF Controller-less Chassis | 4578.75 | 4578.75 | 4578.75 | Заказ
43662 | P2000 G3 MSA FC Dual Cntrl LFF 3.5 Array (AP845A), 12 x (AW555A)2TB 6G SAS 7.2K 3.5in MDL HDD | 10969 | 10969 | 10969 | Заказ
02. Система хранения серии D2000 (SAS)
41933 | HP D2600 LFF Disk Enclosure (2U; up to 12x 6G SAS/3G SATA drives, 2xI/O module, 2xfans and RPS, 2x0, | 3828 | 3828 | 3828 | Заказ
41936 | HP D2600 w/12 600GB 6G SAS 15K LFF Dual Port HDD 7.2TB Bundle | 11121 | 11121 | 11121 | Заказ
41934 | HP D2700 SFF Disk Enclosure (2U, up to 25x 6G SAS/3G SATA drives, 2xI/O module, 2xfans and RPS, 2x0, | 3981 | 3981 | 3981 | Заказ
41949 | HP D2700 w/10 600GB 6G SAS10K SFF Dual Port HDD 6TB Bundle | 9817 | 9817 | 9817 | Заказ
03. Системы хранения серии Enterprise Virtual Arrays
43671 | HP M6412A Fibre Channel Drive Enclosure (EVA 4400/6400/6400) | 4076 | 4076 | 4076 | Заказ
42869 | HP P6300 EVA FC LFF Combo Field Kit (2U Dual Controller Encl, 4GB cache, 8x8Gb LC ports w/SFP, mount | 10000 |  | 10000 | Заказ
42868 | HP P6300 EVA FC SFF Combo Field Kit (2U Dual Controller Encl, 4GB cache, 8x8Gb LC ports w/SFP, mount | 10000 |  | 10000 | Заказ
41962 | HP P6350 EVA 900GB 10K SAS Field Starter Kit (incl 1xP6350 EVA FC Array (QK740B), 8x900GB10K (QR478A | 24747 |  | 24747 | Заказ
41958 | HP P6350 EVA FC LFF Combo Field Kit (2U Dual Controller Encl, 8GB cache, 8x8Gb LC ports w/SFP, mount | 17134.8 |  | 17134.8 | Заказ
41955 | HP P6350 EVA FC SFF Combo Field Kit (2U Dual Controller Encl, 8GB cache, 8x8Gb LC ports w/SFP, mount | 17134.8 |  | 17134.8 | Заказ
41959 | HP P6350 EVA FC/iSCSI LFF Combo Field Kit (2U Dual Controller Encl, 8GB cache, 4x8Gb LC w/SFP + 8x1G | 20889 |  | 20889 | Заказ
41956 | HP P6350 EVA FC/iSCSI SFF Combo Field Kit (2U Dual Controller Encl, 8GB cache, 4x8Gb LC w/SFP + 8x1G | 20889 |  | 20889 | Заказ
41960 | HP P6350 EVA FC/iSCSI/FCoE LFF Combo Field Kit (2U Dual Controller Encl, 8GB cache, 4x8Gb LC w/SFP + | 27005.3 |  | 27005.3 | Заказ
41957 | HP P6350 EVA FC/iSCSI/FCoE SFF Combo Field Kit (2U Dual Controller Encl, 8GB cache, 4x8Gb LC w/SFP + | 27005.3 |  | 27005.3 | Заказ
41963 | HP P6550 EVA Dual Controller FC Array (2U Enclosure w/2xHSV360, 16GB cache, 8x8Gb LC ports w/SFP, mo | 19908.5 |  | 19908.5 | Заказ
41964 | HP P6550 EVA Dual Controller FC/iSCSI Array (2U Enclosure w/2xHSV360, 16GB cache, 4x8Gb LC w/SFP + 8 | 23693.1 |  | 23693.1 | Заказ
41965 | HP P6550 EVA Dual Controller FC/iSCSI/FCoE Array (2U Enclosure w/2xHSV360, 16GB cache, 4x8Gb LC w/SF | 31211.5 |  | 31211.5 | Заказ
04. Системы хранения серии P4000 SANs LeftHand
42889 | HP P4300 G2 7.2TB SAS Starter SAN (аналог BK716B) | 15000 |  | 15000 | Заказ
43666 | P4300 4.8TB SAS Starter SAN Solution 16x 300GB SAS 15,000 RPM | 4800 | 4800 | 4800 | Заказ
05. Прочие устройства хранения на дисках и опции к ним
43652 | HP MSA 2040 SAN Controller | 4535 | 4535 | 4535 | Заказ
43648 | HP MSA 2040 SAN DC LFF Storage (LFF Array Chassis + two MSA 2040 SAN controllers) (no drives or SFPs | 12235 | 12235 | 12235 | Заказ
43649 | HP MSA 2040 SAN DC SFF Storage (1xMSA 2040 SFF Chassis (C8R10A) 2x2040 SAN Controller (C8R09A), no d | 12692 | 12692 | 12692 | Заказ
43650 | HP MSA 2040 SFF Chassis | 3615 | 3615 | 3615 | Заказ
43664 | HP P2000 DC-power LFF Chassis | 6349 | 6349 | 6349 | Заказ
42892 | HP P2000 Dual I/O LFF 12 Disk Enclosure (up to 7 disk encl w/ P2000 G3, used with LFF or SFF array h | 4370 | 4370 | 4370 | Заказ
42926 | HP RDX 1TB data cartridge | 403.5 |  | 403.5 | Заказ
42914 | HP RDX 1TB USB 3.0 Drive, Ext. (RDX 1TB/2TB; incl. HP RDX Continuous Data Protection Software; 1 dat | 821.2 |  | 821.2 | Заказ
42918 | HP RDX 320Gb data cartridge | 175 |  | 175 | Заказ
42915 | HP RDX 500 USB 3.0 Drive, Ext. (RDX 500/1000Gb; incl. HP RDX Continuous Data Protection Software; 1 | 620.8 |  | 620.8 | Заказ
42919 | HP RDX 500GB data cartridge | 253 |  | 253 | Заказ
06. Опции для систем хранения
41979 | 2TB 6G 7.2K LFF MDL-SAS DP HDD for P63xx/P65xx only (use with M6612 enclosure - AJ832A) | 1590 |  | 1590 | Заказ
41984 | 300GB 6G 10K SFF SAS DP HDD for P63xx/P65xx only (use with M6625 enclosure - AJ840A) | 1041.4 |  | 1041.4 | Заказ
41980 | 3TB 6G 7.2K LFF MDL-SAS DP HDD for P63xx/P65xx only (use with M6612 enclosure - AJ832A) req.XCS 1100 | 2405 |  | 2405 | Заказ
41985 | 450GB 6G 10K SFF SAS DP HDD for P63xx/P65xx only (use with M6625 enclosure - AJ840A) | 1371.6 |  | 1371.6 | Заказ
41986 | 600GB 6G 10K SFF SAS DP HDD for P63xx/P65xx only (use with M6625 enclosure - AJ840A) | 1645 |  | 1645 | Заказ
41978 | 600GB 6G 15K LFF SAS DP HDD for P63xx/P65xx only (use with M6612 enclosure - AJ832A) | 1850 |  | 1850 | Заказ
43669 | EVA 146GB 10k 2Gb/s FC HDD (EVA 3000/4000/6000/8000/DS2500) | 140 | 140 | 140 | Заказ
43670 | EVA 600GB 15K 2/4 Gb/s FC HDD (EVA 3000/4000/6000/8000/DS2500) | 3102 | 3102 | 3102 | Заказ
43668 | EVA M6412A 1TB FATA Hard Disk Drive | 1432 | 1432 | 1432 | Заказ
43667 | EVA M6412A 300GB 15K FC Drive | 1200 | 1200 | 1200 | Заказ
43672 | HP EVA4100/6100 Cont Assembly | 1500 | 1500 | 1500 | Заказ
42759 | HP H221 SAS/SATA Host Bus Adapter for P2000 G3 SAS (AW592A) and tapes (8 link: 2 ext (SFF8088) x4 wi | 303 | 303 | 303 | Заказ
42001 | HP ISS 10-GbE SFP+ 1m Direct Attach Cable |  |  | 257 | Заказ
42002 | HP ISS 10-GbE SFP+ 3m Direct Attach Cable |  |  | 368 | Заказ
42004 | HP ISS 10-GbE SFP+ 7m Direct Attach Cable |  |  | 466 | Заказ
41966 | HP M6612 LFF Drive Enclosure for P63хх/P65хх only (2U 12-bay 3.5" HDD Encl w/mount. hardw., power co | 4590 |  | 4590 | Заказ
41967 | HP M6625 SFF Drive Enclosure for P63хх/P65хх only (2U 25-bay 2.5" HDD Encl w/mount. hardw., power co | 4590 |  | 4590 | Заказ
42930 | HP SC08e 6Gb SAS Host Bus Adapter for P2000 G3 SAS (AW592A) and tapes (8 link: 2 ext (SFF8088) x4 wi | 255 | 255 | 255 | Заказ
42870 | HP StorageWorks 8/20q FC Switch (ext. 20 x 8GB ports - 8x active ports, Simple SAN Connection Manage | 2490 |  | 2490 | Заказ
02. Устройства хранения на лентах
01. Ленточные автозагрузчики серии HP 1/8 G2 Tape Autoloader
42035 | HP Ultrium3000 1/8 G2 Ext. SAS Autoloader (1U; incl. Yosemite Server Backup Basic, brcd rdr, 2m SFF8 | 6800.6 |  | 6800.6 | Заказ
42905 | HP Ultrium6250 1/8 G2 Ext. 8 Gb FC Autoloader (1U; incl. Yosemite Server Backup Basic, brcd rdr) | 9253.7 |  | 9253.7 | Заказ
42911 | HP Ultrium6250 1/8 G2 Ext. SAS Autoloader (1U; incl.Yosemite Server Backup Basic, brcd rdr, 2m SFF84 | 7728.2 |  | 7728.2 | Заказ
42917 | HP Ultrium6250 SAS Tape Drive,1U Rack-mount. (Ultr.2,5/6,25TB; incl. Yosemite Server Backup Basic; 1 | 5040.4 |  | 5040.4 | Заказ
02. Ленточные библиотеки серии HP MSL2024/MSL4048/MSL8048/MSL8096 Tape Libraries
42904 | HP MSL2024 1Drv LTO5 8 Gb FC RM Lib (incl. 1 Drive Ultrium3000; 1,5/3TB; 24 Slots; brcd rdr; HP Data | 10871.5 |  | 10871.5 | Заказ
42042 | HP MSL2024 1Drv LTO5 8 Gb FC RM Lib (incl. 1 Drive Ultrium3000; 1,5/3TB; 24 Slots; brcd rdr; no cabl | 10296 | 10296 | 10296 | Заказ
42901 | HP MSL2024 1Drv LTO5 8 Gb FC RM Lib (incl. 1 Drive Ultrium3280; 1,5/3TB; 24 Slots; brcd rdr; HP Data | 12357.1 |  | 12357.1 | Заказ
42040 | HP MSL2024 1Drv LTO5 8 Gb FC RM Lib (incl. 1 Drive Ultrium3280; 1,5/3TB; 24 Slots; brcd rdr; no cabl | 12863.6 |  | 12863.6 | Заказ
42041 | HP MSL2024 1Drv LTO5 SAS RM Lib (incl.1 Drive Ultrium3000;1,5/3TB;24 Slots;brcd rdr; req.cable AH587 | 9049 | 9049 | 9049 | Заказ
42903 | HP MSL2024 1Drv LTO6 FC RM Lib (incl.1 Drive Ultrium6250; 2,5/6,25TB; 24 Slots; brcd rdr; vo cable, | 13478.3 |  | 13478.3 | Заказ
42906 | HP MSL2024 1Drv LTO6 SAS RM Lib (incl.1 Drive Ultrium6250; 2,5/6,25TB; 24 Slots; brcd rdr; req cable | 12472.4 |  | 12472.4 | Заказ
42902 | HP MSL2024 2Drv LTO6 SAS RM Lib (incl.2 Drive Ultrium6250; 2,5/6,25TB; 24 Slots; brcd rdr; req cable | 21541.7 |  | 21541.7 | Заказ
42050 | HP MSL4048 1Drv LTO5 8 Gb FC RM Lib (incl. 1 Drive Ultrium3280; 1,5/3TB; 48 Slots; brcd rdr; no cabl | 14439.4 |  | 14439.4 | Заказ
42052 | HP MSL4048 2Drv LTO5 8 Gb FC RM Lib (incl. 2 Drives Ultrium3000; 1,5/3TB; 48 Slots; brcd rdr; no cab | 21346.2 |  | 21346.2 | Заказ
42898 | HP MSL4048 2Drv LTO5 SAS RM Lib (incl.2 Drives Ultrium3000;1,5/3TB;48 Slots;brcd rdr; HP DataProtExp | 19636.1 |  | 19636.1 | Заказ
42051 | HP MSL4048 2Drv LTO5 SAS RM Lib (incl.2 Drives Ultrium3000;1,5/3TB;48 Slots;brcd rdr; req.cable AH58 | 20111.2 |  | 20111.2 | Заказ
42907 | HP MSL4048 2Drv LTO6 8 Gb FC RM Lib (incl. 2 Drives Ultrium6250; 2,5/6,25TB; 48 Slots; brcd rdr;Yose | 25213.1 |  | 25213.1 | Заказ
42909 | HP MSL4048 2Drv LTO6 SAS RM Lib (incl. 2 Drives Ultrium6250;2,5/6,25TB; 48 Slots; brcd rdr; Yosemite | 23195.8 |  | 23195.8 | Заказ
43673 | HP MSL6030 1 Ultrium 960 Dr Tape Library, 12 TB (native) /24Tb | 3380 | 3380 | 3380 | Заказ
03. Прочие устройства хранения на лентах
42921 | HP DAT 160 USB2.0 Tape Drive, Ext. (DAT 80/160Gb; incl. Yosemite Server Backup Basic; 1 data ctr, 1 | 1151.1 |  | 1151.1 | Заказ
42920 | HP DAT 160 USB2.0 Tape Drive, Int. (DAT 80/160Gb; incl. Yosemite Server Backup Basic; 1data ctr, 1cl | 1000.3 |  | 1000.3 | Заказ
42913 | HP Ultrium 1760 SAS Tape Drive, Ext. (Ultr.800/1600Gb; incl. Yosemite Server Backup Basic; 1data crt | 2726.9 |  | 2726.9 | Заказ
42923 | HP Ultrium 1760 SAS Tape Drive, Int. (Ultr.800/1600Gb; incl. Yosemite Server Backup Basic; 1data ctr | 2984 |  | 2984 | Заказ
42916 | HP Ultrium 3000 SAS Tape Drive, Ext. (Ultr.1,5/3TB; incl. Yosemite Server Backup Basic; 1data ctr, e | 3609.8 |  | 3609.8 | Заказ
42924 | HP Ultrium 3000 SAS Tape Drive, Int. (Ultr.1,5/3TB; incl. Yosemite Server Backup Basic; 1data ctr, i | 3419.9 |  | 3419.9 | Заказ
42925 | HP Ultrium 6250 SAS Tape Drive, Ext. (Ultr 2,5/6,25TB; incl. Yosemite Server Backup Basic; 1data ctr | 4906.3 |  | 4906.3 | Заказ
42929 | HP Ultrium 6250 SAS Tape Drive, Int. (Ultr 2,5/6,25TB; incl. Yosemite Server Backup Basic; 1data ctr | 4476 |  | 4476 | Заказ
42927 | HP Ultrium 920 SAS Tape Drive, Ext. (Ultr.400/800Gb; incl. Yosemite Server Backup Basic; 1data ctr, | 2129 |  | 2129 | Заказ
42922 | HP Ultrium 920 SAS Tape Drive, Int. (Ultr.400/800Gb; incl. Yosemite Server Backup Basic; 1data ctr, | 1508.8 |  | 1508.8 | Заказ
04. Опции для ленточных устройств хранения данных
42083 | Cable Kit SCSI 68 pin VHDCI to 68 pin HD (12ft.) (for use with 1U&3U RM and Tape Kits, Tape librarie | 136.4 |  | 136.4 | Заказ
42912 | HP 1U SAS Rack Mount Kit (incl. pwr. supp, fans, power cord, 2M mini-SAS cable, rail kit) аналог AE4 | 564.4 |  | 564.4 | Заказ
42897 | HP Autoloader 1/8 G2 Rack Kit (for use with AE313B#ABB; AH164A; AH165A; AH558A; AG724AM; AK377A, AK3 | 198 |  | 198 | Заказ
42094 | HP LTO-3 Ultrium 800GB RW Data Cartridge (1 pack) | 41 | 41 | 41 | Заказ
42092 | HP LTO-4 Ultrium 1.6TB RW Data Cartridge (1 pack) | 44 | 44 | 44 | Заказ
42100 | HP LTO-4 Ultrium RW Bar Code Labels (100 pack) | 127 | 127 | 127 | Заказ
42090 | HP LTO-5 Ultrium 3TB RW Data Cartridge (1 pack) | 53 | 53 | 53 | Заказ
42098 | HP LTO-5 Ultrium RW Bar Code Labels (100 pack) | 127 | 127 | 127 | Заказ
42065 | HP MSL LTO-5 Ultrium 3000 FC Drive Kit (recom. use with BL542A, BL542B, BL543A, BL543B and other MSL | 8259.1 |  | 8259.1 | Заказ
42900 | HP MSL LTO-5 Ultrium 3000 FC Drive Kit (recom. use with BL542A, BL543A and other MSL libraries) то ж | 7803.8 |  | 7803.8 | Заказ
42066 | HP MSL LTO-5 Ultrium 3000 SAS Drive Kit (recom. use with BL537A, BL538A, BL539A and other MSL librar | 7644.4 |  | 7644.4 | Заказ
42899 | HP MSL LTO-5 Ultrium 3000 SAS Drive Kit (recom. use with BL537A, BL538A, BL539A and other MSL librar | 7223 |  | 7223 | Заказ
42064 | HP MSL LTO-5 Ultrium 3280 FC Drive Kit (recom. use with BL532A, BL532AB, BL533A, BL533B and other MS | 9611.4 |  | 9611.4 | Заказ
42908 | HP MSL LTO-6 Ultrium 6250 FC Drive Kit (recom. use with C0H22A, C0H24A) | 10075.2 |  | 10075.2 | Заказ
42910 | HP MSL LTO-6 Ultrium 6250 SAS Drive Kit (recom. use with C0H20A, C0H23A) | 9069.3 |  | 9069.3 | Заказ
42076 | HP MSL4048/8048/8096 Redundant Power Supply | 1084.1 |  | 1084.1 | Заказ
42896 | HP Ultrium LTO-6 Data cartridge, 6.25TB RW | 138 | 138 | 138 | Заказ
42895 | HP Ultrium LTO6 6.25TB bar code labeled Cartridge (for libraries & autoloaders) | 141.5 |  | 141.5 | Заказ
42894 | HP Ultrium LTO6 6.25TB bar code non custom labeled cartridge 20 pack (for libraries & autoloaders; i | 2770 |  | 2770 | Заказ
42036 | HP Ultrium1760 1/8 G2 Ext. SAS Autoloader (1U; incl. HP DataProtExp Basic for Windows/Linux/NetWare, | 5684 |  | 5684 | Заказ
42034 | HP Ultrium3000 1/8 G2 Ext. 8 Gb FC Autoloader (1U; incl. Yosemite Server Backup Basic, brcd rdr) | 8152.9 |  | 8152.9 | Заказ
42928 | HP Ultrium3000 SAS Tape Drive,1U Rack-mount. (Ultr.1,5/3TB; incl. Yosemite Server Backup Basic; 1dat | 4833.6 |  | 4833.6 | Заказ
03. Сетевое оборудование и опции
42024 | 10GbE Short Range Ethernet 10GBase-SR | 1140 | 1140 | 1140 | Заказ
42859 | Console Interface Adapter USB (single pack) | 161 |  | 161 | Заказ
42842 | HP 0x2x16 KVM SVR Cnsl G2 VM CAC SW | 2023 |  | 2023 | Заказ
42940 | HP 4Gb Shortwave Transceiver Kit (LC connector) for or 8Gb SAN Switch | 79 |  | 79 | Заказ
42858 | HP 636, 36U, 1075mm, Pallet i-Series Rack (with front & rear doors, w/o side panels), замена AF011A | 1998 |  | 1998 | Заказ
42937 | HP 8Gb SFP+ SW Transceiver Kit (LC connector) for 8 Gb SAN Switch H-series | 220 |  | 220 | Заказ
42939 | HP 8Gb Shortwave Transceiver Kit (LC connector) for 8Gb SAN Switch B-series | 220 |  | 220 | Заказ
42945 | HP B-series 16Gb SFP+SW XCVR | 491.7 |  | 491.7 | Заказ
42949 | HP Base SAN switch 8/8 (ext. 24x8Gb ports - 8x active Full Fabric ports, soft, no SFP`s) аналог AM86 | 3889.2 |  | 3889.2 | Заказ
42944 | HP Base SAN switch 8/8 (ext. 24x8Gb ports - 8x active Full Fabric ports, soft, no SFP`s) то же самое | 3650 |  | 3650 | Заказ
42846 | HP R7000VA, UPS, Rack3U/ERM port/3xC19&3xC19 output, incl. Network Module(SNMP), 1xIEC-309-32Amp 3m | 6237 |  | 6237 | Заказ
42851 | HP Rack Cable Management Kit (for G2/i-series) | 378 |  | 378 | Заказ
42952 | HP SAN switch 24/12 SN3000B(ext. 24x16Gb ports - 12 active Full Fabric ports, soft, no SFP) | 8946.4 |  | 8946.4 | Заказ
42953 | HP SAN switch 24/24 SN3000B(ext. 24x16Gb ports - 24 active Full Fabric ports, soft, no SFP) | 15842 |  | 15842 | Заказ
42852 | HP Server console switch 0x2x16 KVM (UTP connection) (instead of 336045-B21) | 1467 |  | 1467 | Заказ
42857 | HP TFT7600 RU Rckmount Keyboard Monitor G2 (for G1/G2/V142/i-series) (instead of AG065A) | 2557 |  | 2557 | Заказ
42822 | HP USB Keyboard and Optical Mouse Kit Russian | 31.7 |  | 31.7 | Заказ
42844 | HP V142 100 Series Rack Grounding Kit | 86.6 |  | 86.6 | Заказ
42854 | HP V142 Rack Sidepanel Kit (include 2 panels) | 372 |  | 372 | Заказ
42856 | HP V142, Pallet Rack, 600mm, (with front & rear doors, without side panels) | 803 |  | 803 | Заказ
42848 | KVM UTP CAT5e Cable 12FT/3.7m (8 per pack) | 72.1 |  | 72.1 | Заказ
42845 | KVM UTP CAT5e Cable 3FT/0.9m (4 per pack) | 26.2 |  | 26.2 | Заказ
42847 | KVM UTP CAT5e Cable 6FT/1.8m (8 per pack) | 59 |  | 59 | Заказ
42838 | PDU Cable - 10A, IEC320 -C14 to IEC 320 -C13 (8ft/2.5m) | 18.4 |  | 18.4 | Заказ
4. Серверы
Серверные платформы Blade
9778 | SBA-7142G-T4 OfficeBlade Module; 4xOpteron 6xxx, 16xDIMM (512GB max), 4x 2.5" SATA | 1184 | 1152 | 1132 | Заказ
9060 | SBA-7222G-T2 TwinBlade Module; 2-in-1: 2xOpteron 6xxx, 8xDIMM (256GB max), 2x 2.5" SATA | 1323 | 1288 | 1265 | Заказ
8193 | SBI-7126T-T1E OfficeBlade Module; 2xXeon 5500/5600, 6xDIMM (96GB max), 2x 3.5" SATA | 642 | 625 | 614 | +
16066 | SBI-7127R-S6 OfficeBlade Module; 2xXeon E5-2600(v2), 16xDIMM (512GB max), 6x 2.5" SAS (LSI 2208) | 1182 | 1151 | 1130 | Заказ
42583 | SBI-7127R-SH OfficeBlade Module; 2xXeon E5-2600(v2), 16xDIMM (512GB max), 2x 2.5" SATA, x16 PCI-E | 1049 | 1021 | 1003 | Заказ
15146 | SBI-7127RG GPUBlade Module; 2xXeon E5-2600(v2), 8xDIMM (256GB max), 1x SATA DOM, 2x GPU support | 892 | 869 | 853 | Заказ
44179 | SBI-7127RG-E GPUBlade Module; 2xXeon E5-2600(v2), 8xDIMM (256GB max), 1x SATA DOM, 2x GPU support | 957 | 931 | 915 | Заказ
8527 | SBI-7226T-T2 TwinBlade Module; 2-in-1: 2xXeon 5500/5600, 8xDIMM (128GB max), 2x 2.5" SATA | 1323 | 1288 | 1265 | +++++
15147 | SBI-7227R-T2 TwinBlade Module; 2-in-1: 2xXeon E5-2600(v2), 8xDIMM (256GB max), 2x 2.5" SATA | 1396 | 1359 | 1335 | Заказ
43798 | SBI-7426T-T3 (б/у) DatacenterBlade Module; 2xXeon 5500/5600, 12xDIMM VLP (96GB max), 3x 2.5" SATA | 852.83 | 852.83 | 852.83 | +
16067 | SBI-7427R-S3 DatacenterBlade Module; 2xXeon E5-2600(v2), 16xDIMM VLP (256GB max), 3x 2.5" SAS | 1119 | 1090 | 1070 | Заказ
15148 | SBI-7427R-T3 DatacenterBlade Module; 2xXeon E5-2600(v2), 16xDIMM VLP (256GB max), 3x 2.5" SATA | 862 | 839 | 824 | Заказ
Модули Supermicro Blade
9401 | BMB-CMM-002 Blade Chassis Management Module | 435 | 424 | 416 | ++
5038 | SBM-CMM-001 Blade Chassis Management Module | 575 | 559 | 549 | +
8529 | SBM-CMM-003 - TwinBlade Chassis Management Module | 575 | 559 | 549 | +
5037 | SBM-GEM-001 1GbE Layer-2 switch (14x uplinks, 10x downlinks) | 580 | 565 | 555 | Заказ
5798 | SBM-GEM-002 1GbE pass-through module (14x downlinks, 14x uplinks) | 363 | 354 | 347 | Заказ
6926 | SBM-GEM-X2C 1/10 Gigabit Ethernet switch (20x 1GbE downlinks, 2x 1GbE + 3x 10GbE uplinks | 2159 | 2057 | 2023 | Заказ
8698 | SBM-GEM-X2C+ 1/10 Gigabit Ethernet switch (20x 1GbE downlinks, 2x 1GbE + 3x 10GbE uplinks | 2165 | 2108 | 2070 | Заказ
14113 | SBM-GEM-X3S+ 1/10 Gigabit Ethernet switch (20x 1GbE downlinks, 4x 1GbE + 3x 10GbE SFP+ uplinks) | 2165 | 2108 | 2070 | Заказ
9403 | SBM-GEP-T20 - TwinBlade Gigabit Ethernet Pass-Thru Module | 622 | 606 | 595 | Заказ
8699 | SBM-IBS-Q3616 - InfiniBand Switch Module sup. 20 int. & 16 ext. 4X QDR connections (40 Gbps) | 6348 | 6180 | 6069 | Заказ
17591 | SBM-IBS-Q3616Bundle | 6895 | 6713 | 6592 | Заказ
8700 | SBM-IBS-Q3616M - InfiniBand Switch Module | 6768 | 6590 | 6471 | Заказ
17590 | SBM-IBS-Q3616MBundle | 6895 | 6713 | 6592 | Заказ
8531 | SBM-IBS-Q3618 - InfiniBand Switch Module sup. 18 int. & 18 ext. 4X QDR connections (40 Gbps) | 10155 | 9888 | 9710 | Заказ
17589 | SBM-IBS-Q3618Bundle | 6895 | 6713 | 6592 | Заказ
10423 | SBM-IBS-Q3618M | 10881 | 10594 | 10404 | Заказ
17588 | SBM-IBS-Q3618MBundle | 7469 | 7273 | 7142 | Заказ
6927 | SBM-XEM-002 10GbE pass-through module (14x downlinks, 14x SFP+ uplinks) | 1568 | 1494 | 1470 | Заказ
9404 | SBM-XEM-002M 10GbE pass-through module (14x downlinks, 14x SFP+ uplinks) | 1566 | 1524 | 1497 | Заказ
43686 | SBM-XEM-F8X4SM - FCoE switch module (10x downlinks, 6x 8Gb FC N_port + 4x 10GbE uplinks) | 8618 | 8392 | 8240 | Заказ
9538 | SBM-XEM-X10SM 10GbE Layer-3 switch (10/20x downlinks, 10/4x SFP+ uplinks) | 6238 | 6074 | 5965 | +
17587 | SBM-XEM-X10SMBundle | 6177 | 6014 | 5906 | Заказ
Серверные платформы Blade Options
5040 | AOC-IBH-001 Mellanox InfiniHost III Ex DDR | 392 | 382 | 375 | +++++
8697 | AOC-IBH-XQD - Dual Port InfiniBand Adapter Cards, 4x QDR/DDR 40Gb/s port or 10GbE | 789 | 768 | 754 | Заказ
8410 | AOC-IBH-XQS - Single Port InfiniBand Adapter Cards, 4x QDR/DDR 40Gb/s port or 10GbE | 606 | 590 | 580 | +++++
5041 | AOC-SIMBL | 76 | 74 | 73 | +++++
9540 | AOC-XEH-iN2 - Dual-Port, 10-Gigabit Ethernet Adapter Cards for SuperBlade | 261 | 255 | 250 | Заказ
Шасси Supermicro Blade
6472 | SBE-710E-R42 Blade Chassis; 7U, 10u, 4x1400W | 3620 | 3524 | 3461 | Заказ
14406 | SBE-710E-R48 Blade Chassis; 7U, 10u, 4x1600W | 3620 | 3524 | 3461 | Заказ
5494 | SBE-710E-R60 Blade Chassis; 7U, 10u, 4x2000W | 4276 | 4164 | 4089 | Заказ
9398 | SBE-710Q-D50 Blade Chassis; 7U, 10u | 3740 | 3642 | 3576 | Заказ
14383 | SBE-710Q-D60 Blade Chassis; 7U, 10u | 4033 | 3927 | 3857 | Заказ
8522 | SBE-710Q-R48 Blade Chassis; 7U, 10u, 4x1620W | 4459 | 4341 | 4263 | Заказ
8523 | SBE-710Q-R60 Blade Chassis; 7U, 10u, 4x2000W | 5084 | 4834 | 4792 | Заказ
9399 | SBE-710Q-R75 Blade Chassis; 7U, 10u, 4x2500W | 4776 | 4650 | 4567 | Заказ
14384 | SBE-710Q-R90 Blade Chassis; 7U, 10u | 5260 | 5122 | 5029 | Заказ
13986 | SBE-714D-R48 | 3288 | 3201 | 3144 | Заказ
6921 | SBE-714E-R42 Blade Chassis; 7U, 14u, 4x1400W [Up to 2 management modules, Gigabit Ethernet switches] | 3851 | 3750 | 3682 | +
8850 | SBE-714E-R48 Blade Chassis; 7U, 14u, 4x1620W [Up to 2 management modules, Gigabit Ethernet switches] | 3851 | 3750 | 3682 | Заказ
14198 | SBE-720D-D50 Blade Chassis - 10U in 7U, 2x2500W | 2999 | 2920 | 2868 | Заказ
14385 | SBE-720D-R75 Blade Chassis - 10U in 7U | 4031 | 3924 | 3854 | Заказ
8524 | SBE-720E-D50 Blade Chassis - 10U in 7U, 2x2500W | 3592 | 3498 | 3435 | Заказ
14188 | SBE-720E-D60 Blade Chassis - 10U in 7U, 2x3000W | 3809 | 3709 | 3642 | Заказ
8525 | SBE-720E-R75 Blade Chassis - 10U in 7U, 4x2500W | 4637 | 4515 | 4433 | Заказ
14386 | SBE-720E-R90 Blade Chassis - 10U in 7U, 4x3000W | 5036 | 4903 | 4815 | Заказ
Серверные платформы Opteron
AMD 6xxx
16454 | AS-2122TC-H6RF4 | 4542 | 4423 | 4343 | Заказ
9771 | SM AS-1122GG-TF - 1U, 2xOpteron,AMD6xxx, Up to 256GB DDR3, 6x2.5" SAS/SATA, IPMI, 2xLAN, 1400W | 1501 | 1462 | 1435 | Заказ
8881 | SM AS-2022G-URF - 2U, 2xOpteron,AMD6xxx, 16xDDR3 ECC Reg, 8x3.5" SAS/SATA, UIO,IPMI, 2xLAN, 2x720W | 1603 | 1561 | 1533 | Заказ
9532 | SM AS-2022G-URF4+ - 2U, 2xSocket G34, AMD6xxx, 24xDDR3, 8x3.5" SAS/SATA, UIO,IPMI, 4xGbE, 2x920W | 1818 | 1770 | 1738 | +
14379 | SM AS-2022TC-HTRF4 | 3565 | 3471 | 3409 | Заказ
15118 | SM AS-2022TG-H6IBQRF | 6262 | 6097 | 5987 | Заказ
15119 | SM AS-2022TG-H6RF | 4833 | 4706 | 4621 | Заказ
14380 | SM AS-2022TG-HLIBQRF | 5212 | 5075 | 4983 | Заказ
14381 | SM AS-2022TG-HLTRF | 3747 | 3648 | 3582 | Заказ
8882 | SM AS-2042G-6RF - 2U, 4xOpteron,AMD6xxx, 32*DDR3 ECC Reg, 6*3.5"HDD, SATA/SAS, IPMI, 2xLAN, 2x1400W | 2293 | 2233 | 2192 | Заказ
8883 | SM AS-2042G-TRF - 2U, 4xOpteron,AMD6xxx, 32*DDR3 ECC Reg, 6*3.5"HDD, SATA, IPMI, 2xLAN, 2x1400W | 2270 | 2210 | 2171 | Заказ
9267 | SM AS-4042G-6RF - Twr/4U, 4xOpt.AMD6xxx,32*DDR3 ECC Reg,5(up10)*3.5"HDD,SATA/SAS,IPMI,2xLAN, 2x1400W | 2308 | 2248 | 2207 | +
9774 | SM Twin AS-2022TC-BIBQRF 2U, 2xOpteron,AMD6xxx, IB 4x, 2.5" SAS/SATA, IPMI, 2xLAN | 4835 | 4708 | 4623 | Заказ
9775 | SM Twin AS-2022TC-BTRF 2U, 2xOpteron,AMD6xxx, 2.5" SAS/SATA, IPMI, 2xLAN | 3271 | 3185 | 3128 | Заказ
8879 | SM Twin AS-2022TG-HiBQRF | 5197 | 5060 | 4969 | Заказ
8880 | SM Twin AS-2022TG-HTRF | 3459 | 3368 | 3307 | Заказ
9776 | SM Twin2 AS-2122TG-HIBQRF 2U, 2xOpteron,AMD6xxx, IB 4x, IPMI, 2xLAN | 5318 | 5178 | 5085 | Заказ
9777 | SM Twin2 AS-2122TG-HTRF 2U, 2xOpteron,AMD6xxx, IPMI, 2xLAN | 3509 | 3417 | 3355 | Заказ
15116 | Supermicro AS-2122TG-H6IBQRF | 6353 | 6186 | 6075 | Заказ
15117 | Supermicro AS-2122TG-H6RF | 4854 | 4726 | 4641 | Заказ
2108 | SM AS-1010S-MRB, 1U, 1xOpteron 100 Series, 1xSATA Fixed, ServerWorks, D | 225 | 225 | 225 | +++++
Серверные платформы Supermicro.
1-CPU LGA1150
43302 | Supermicro SYS-5018D-MF - 1U, LGA1150, C222, DDR3 upto 32Gb,2int*3.5"HDD, PCI-Ex16, 2xGbE,IPMI, 350W | 547 | 532 | 523 | +++++
43301 | Supermicro SYS-5018D-MTF - 1U, LGA1150, C224, DDR3 upto 32Gb,4x3.5"HDD, PCI-Ex16, 2xGbE, IPMI, 350W | 697 | 678 | 666 | Заказ
43772 | Supermicro SYS-5018D-MTLN4F - 1U, LGA1150, C224, DDR3 upto 32Gb,4x3.5"HDD, PCI-Ex16, 4xGbE,IPMI,350W | 729 | 709 | 697 | ++
43300 | Supermicro SYS-5018D-MTRF - 1U, LGA1150,C224, 4DIMM upto 32Gb,4x3.5"HDD, PCI-Ex16,2xGbE,IPMI, 2x400W | 1028 | 1001 | 983 | +++
43755 | Supermicro SYS-5038ML-H12TR; 3U, 12xNode (UP); 12x (1xCPU E3-12xx LGA 1150, upto 32GB ECC, 2x3,5" H | 6985 | 6800 | 6680 | Заказ
43773 | Supermicro SYS-5038ML-H12TRF; 3U, 12xNode (UP); 12x (1xCPU E3-12xx LGA 1150, upto 32GB ECC, 2x3,5" H | 6597 | 6424 | 6308 | +
1-CPU LGA1155 (Xeon E3-1200)
10787 | Supermicro SYS-5017C-MF (Black) LGA 1155, IPMI | 531 | 517 | 507 | +
10786 | Supermicro SYS-5017C-MTF - 1U, LGA1155, C202, 4DDR3 upto 32Gb,4x3.5"HDD, PCI-Ex8, 2xGbE, IPMI, 350W | 625 | 607 | 595 | +++++
10906 | Supermicro SYS-5017C-MTRF - 1U, LGA1155,C202, 4DDR3 upto 32Gb,4x3.5"HDD, PCI-Ex8, 2xGbE,IPMI, 2x400W | 1040 | 1013 | 994 | Заказ
16002 | Supermicro SYS-5017C-URF (Black) LGA 1155, IPMI, 2*500W | 1172 | 1141 | 1121 | Заказ
10888 | Supermicro SYS-5037MC-H12TRF; 3U, 12xNode (UP); 12x (1xCPU E3-12xx LGA 1155, upto 32GB ECC, 2x3,5" H | 6576 | 6403 | 6288 | Заказ
14106 | Supermicro SYS-5037MC-H8TRF; 3U, 8xNode (UP); 8x (1xCPU E3-12xx LGA 1155, upto 32GB ECC, 2x3,5" HDD) | 4603 | 4482 | 4401 | Заказ
1-CPU LGA1156 (Lynnfield) & LGA1366 (Nehalem)
7944 | Supermicro SYS-5016I-MTF - 1U, S1156, i3420, DDR3 upto 32Gb, 4x3.5"HDD, PCI-Ex16, 2GLAN, IPMI, 280W | 802 | 781 | 767 | Заказ
7465 | Supermicro SYS-5016T-MRB - 1U, S1366, X58, Dual DDR3 upto 24Gb, 1x3.5"HDD, PCI-Ex16, 2GLAN, 200W | 210 | 210 | 210 | Заказ
7467 | Supermicro SYS-5016T-MTFB - 1U, LGA1366, X58, DDR3 upto 24Gb, 4x3.5"HDD, PCI-Ex16, 2GLAN, IPMI, 280W | 370 | 370 | 370 | Заказ
1-CPU Socket R (LGA2011)
15063 | Supermicro SYS-5017R-MF - 1U, LGA2011,C602,8xDDR3 upto 512Gb,2 int x3.5"HDD,PCI-Ex16,2xGbE,IPMI,350W | 702 | 682 | 669 | +++++
15062 | Supermicro SYS-5017R-MTF - 1U, LGA2011, C602, 8xDDR3 upto 512Gb,4x3.5"HDD, PCI-Ex16,2xGbE,IPMI, 350W | 824 | 803 | 788 | +++
15061 | Supermicro SYS-5017R-MTRF - 1U,LGA2011, C602,8xDDR3 upto 512Gb,4x3.5"HDD, PCI-Ex16,2xGbE,IPMI,2x400W | 1248 | 1215 | 1193 | Заказ
15060 | Supermicro SYS-5017R-WRF - 1U,LGA2011,C602,8xDDR3 upto 512Gb,4x3.5"HDD, 2xPCI-Ex16,2xGbE,IPMI,2x500W | 1303 | 1268 | 1245 | Заказ
15108 | Supermicro SYS-5027R-WRF; 2U, 500W Redundant; Single E5-2600/E5-1600, Socket R - LGA2011; Intel C60 | 1340 | 1304 | 1281 | Заказ
15419 | Supermicro SYS-5037MR-H8TRF; 3U, 8xNode (UP); 8x (1xCPU E5-26xx LGA 2011, upto 128GB ECC (4DIMM), 2x | 5441 | 5298 | 5203 | +
2-CPU Socket R (LGA2011)
16419 | Supermicro SSG-2027R-E1R24N - 2U, 2x920W, 2xLGA2011, Intel® C602, 24xDDR3, 24x2.5"HDD, 4xGbE, IPMI | 2564 | 2497 | 2452 | Заказ
15231 | Supermicro SSG-6037R-E1R16N - 3U, 2x920W, 2xLGA2011, Intel® C602, 24xDDR3, 16x3.5"HDD, 4xGbE, IPMI | 2561 | 2494 | 2449 | ++
42263 | Supermicro SSG-6047R-E1R24L | 2327 | 2266 | 2225 | Заказ
15232 | Supermicro SSG-6047R-E1R24N - 4U, 2x920W, 2xLGA2011, Intel® C602, 24xDDR3, 24x3.5"HDD, 4xGbE, IPMI | 2751 | 2678 | 2630 | ++
15229 | Supermicro SSG-6047R-E1R36N - 4U, 2x1280W, 2xLGA2011, Intel® C602, 24xDDR3, 36x3.5"HDD, 4xGbE, IPMI | 3328 | 3240 | 3182 | +
15410 | Supermicro SYS-1017GR-TF-FM109; 1U, 1400W; Single E5-2600/E5-1600, Socket R - LGA2011; Intel C602 | 4222 | 4111 | 4037 | Заказ
15411 | Supermicro SYS-1017GR-TF-FM175; 1U, 1400W; Single E5-2600/E5-1600, Socket R - LGA2011; Intel C602 | 3419 | 3330 | 3270 | Заказ
15409 | Supermicro SYS-1017GR-TF-FM275; 1U, 1400W; Single E5-2600/E5-1600, Socket R - LGA2011; Intel C602 | 5264 | 5125 | 5033 | Заказ
15040 | Supermicro SYS-1027GR-TRF-FM309; 1U, 1800W Redundant; Dual E5-2600, Socket R - LGA2011; Intel C602, | 10411 | 10137 | 9954 | Заказ
15041 | Supermicro SYS-1027GR-TRF-FM375; 1U, 1800W Redundant; Dual E5-2600, Socket R - LGA2011; Intel C602, | 7821 | 7615 | 7478 | Заказ
15042 | Supermicro SYS-1027GR-TRF; 1U, 1800W Redundant; Dual E5-2600, Socket R - LGA2011; Intel C602, UpTo | 2061 | 2007 | 1971 | Заказ
15407 | Supermicro SYS-1027GR-TRFT; 1U, 1800W Redundant; Dual E5-2600, Socket R - LGA2011; Intel C602, UpTo | 2204 | 2146 | 2107 | Заказ
15043 | Supermicro SYS-1027GR-TSF | 1696 | 1652 | 1622 | Заказ
42208 | Supermicro SYS-1027R-73DARF | 1546 | 1506 | 1479 | Заказ
15046 | Supermicro SYS-1027R-N3RF - 1U, 2x700W Redundant, 2xLGA2011, Intel®C606, 16xDDR3, 10xHDD 2.5", 2xGbE | 1445 | 1407 | 1381 | Заказ
15047 | Supermicro SYS-1027R-WRF - 1U, 2x700W Redundant, 2xLGA2011, Intel®C602, 16xDDR3, 8xHDD 2.5", 2xGbE | 1271 | 1234 | 1210 | +++++
15045 | Supermicro SYS-1027R-WRF4+ - 1U, 2x700W Redundant, 2xLGA2011, Intel®C606, 24xDDR3, 8xHDD 2.5", 4xGbE | 1624 | 1581 | 1553 | Заказ
15044 | Supermicro SYS-1027R-WRFT+ - 1U, 2x700W Redundant, 2xLGA2011, Intel®C606, 24xDDR3, 8xHDD 2.5", 2xGbE | 1754 | 1708 | 1677 | ++
15064 | Supermicro SYS-2027GR-TRF-FM409; 2U, 1800W Redundant; Dual E5-2600, Socket R - LGA2011; Intel C602, | 13429 | 13076 | 12840 | Заказ
15065 | Supermicro SYS-2027GR-TRF-FM475; 2U, 1800W Redundant; Dual E5-2600, Socket R - LGA2011; Intel C602, | 9977 | 9715 | 9540 | Заказ
15066 | Supermicro SYS-2027GR-TRF; 2U, 1800W Redundant; Dual E5-2600, Socket R - LGA2011; Intel C602, UpTo | 2225 | 2166 | 2127 | Заказ
15417 | Supermicro SYS-2027GR-TRFT; 2U, 1800W Redundant; Dual E5-2600, Socket R - LGA2011; Intel C602, UpTo | 2375 | 2312 | 2271 | Заказ
15079 | Supermicro SYS-2027R-N3RF4+ - 2U, 2x920W, 2xLGA2011, Intel®C606, 24xDDR3, 16x2.5"HDD, 4xGbE, IPMI | 1747 | 1701 | 1671 | Заказ
16343 | Supermicro SYS-2027R-N3RFT+ | 1847 | 1799 | 1766 | Заказ
15080 | Supermicro SYS-2027R-WRF - 2U, 2x740W Redundant, 2xLGA2011, Intel® C602, 16xDDR3, 16xHDD 2.5", 2xGbE | 1559 | 1515 | 1485 | +++++
15067 | Supermicro SYS-2027TR-D70FRF; 2U, 1620W Redundant; Dual E5-2600, Socket R - LGA2011; Intel C602 / C | 4163 | 4053 | 3980 | Заказ
15068 | Supermicro SYS-2027TR-D70QRF; 2U, 1620W Redundant; Dual E5-2600, Socket R - LGA2011; Intel C602 / C | 3934 | 3831 | 3762 | Заказ
15069 | Supermicro SYS-2027TR-D70RF; 2U, 1620W Redundant; Dual E5-2600, Socket R - LGA2011; Intel C602, UpT | 2940 | 2863 | 2811 | Заказ
15073 | Supermicro SYS-2027TR-H70FRF; 2U, 1620W Redundant; Dual E5-2600, Socket R - LGA2011; Intel C602 / C | 6633 | 6458 | 6342 | Заказ
15074 | Supermicro SYS-2027TR-H70QRF; 2U, 1620W Redundant; Dual E5-2600, Socket R - LGA2011; Intel C602 / C | 6166 | 6004 | 5896 | Заказ
15075 | Supermicro SYS-2027TR-H70RF; 2U, 1620W Redundant; Dual E5-2600, Socket R - LGA2011; Intel C602, UpT | 4184 | 4074 | 4001 | Заказ
15070 | Supermicro SYS-2027TR-H71FRF; 2U, 1620W Redundant; Dual E5-2600, Socket R - LGA2011; Intel C602 / C | 7198 | 7009 | 6882 | Заказ
15071 | Supermicro SYS-2027TR-H71QRF; 2U, 1620W Redundant; Dual E5-2600, Socket R - LGA2011; Intel C602 / C | 6739 | 6561 | 6443 | Заказ
15072 | Supermicro SYS-2027TR-H71RF; 2U, 1620W Redundant; Dual E5-2600, Socket R - LGA2011; Intel C602, UpT | 4743 | 4618 | 4535 | Заказ
16004 | Supermicro SYS-2027TR-H71RF+ | 4827 | 4700 | 4616 | Заказ
15076 | Supermicro SYS-2027TR-HTFRF; 2U, 1620W Redundant; Dual E5-2600, Socket R - LGA2011; Intel C602 / Co | 6139 | 5978 | 5870 | Заказ
15077 | Supermicro SYS-2027TR-HTQRF; 2U, 1620W Redundant; Dual E5-2600, Socket R - LGA2011; Intel C602 / Co | 5680 | 5530 | 5431 | Заказ
15078 | Supermicro SYS-2027TR-HTRF; 2U, 1620W Redundant; Dual E5-2600, Socket R - LGA2011; Intel C602, UpTo | 3699 | 3602 | 3537 | Заказ
16006 | Supermicro SYS-2027TR-HTRF+ | 3749 | 3650 | 3584 | Заказ
15053 | Supermicro SYS-6017R-N3F; 1U, 600W; Dual E5-2600, Socket R - LGA2011; Intel C602, UpTo 512GB DDR3, | 1140 | 1110 | 1090 | Заказ
15051 | Supermicro SYS-6017R-N3RF4+ - 1U, 2x700W Redundant, 2xLGA2011, Intel®C606, 24xDDR3, 4xHDD 3.5", 2xGb | 1582 | 1540 | 1512 | ++
15050 | Supermicro SYS-6017R-N3RFT+ - 1U, 2x700W Redundant, 2xLGA2011, Intel®C606, 24xDDR3, 4xHDD 3.5", 2xGb | 1712 | 1667 | 1637 | +
15408 | Supermicro SYS-6017R-NTF - 1U, 600W, 2xLGA2011, Intel®C602, 16xDDR3, 4xHDD 3.5", 2xGbE, IPMI | 1061 | 1030 | 1010 | +++++
15054 | Supermicro SYS-6017R-TDAF - 1U, 600W, 2xLGA2011, Intel®C602, 8xDDR3, 4xHDD 3.5"SAS/SATA, 2xGbE | 1001 | 974 | 957 | Заказ
15055 | Supermicro SYS-6017R-TDF - 1U, 440-480W, 2xLGA2011, Intel®C602, 8xDDR3, 4xHDD 3.5"SAS/SATA, 2xGbE | 956 | 928 | 910 | +++++
42247 | Supermicro SYS-6017R-TDF+ - 1U, 600W, 2xLGA2011, Intel®C602J, 16xDDR3, 4xHDD 3.5"SAS/SATA, 2xGbE | 975 | 950 | 933 | Заказ
15052 | Supermicro SYS-6017R-WRF - 1U, 2x700W Redundant, 2xLGA2011, Intel® C602, 16xDDR3, 4xHDD 3.5", 2xGbE | 1281 | 1244 | 1220 | +++++
16313 | Supermicro SYS-6017TR-TF | 1725 | 1679 | 1649 | Заказ
16015 | Supermicro SYS-6027AX-TRF | 2041 | 1988 | 1952 | Заказ
15104 | Supermicro SYS-6027R-3RF4+ - 2U, 2x740W Redundant, 2xLGA2011, Intel®C606, 24xDDR3, 8xHDD 3.5", 2xGbE | 1517 | 1477 | 1450 | Заказ
16345 | Supermicro SYS-6027R-72RF | 1662 | 1619 | 1589 | Заказ
16344 | Supermicro SYS-6027R-72RFT - 2U, 2x740W, 2xLGA2011, Intel®C602, 16xDDR3, 8x3.5"HDD, 2x10GbE, IPMI | 1791 | 1744 | 1712 | Заказ
16013 | Supermicro SYS-6027R-72RFT+ | 1816 | 1769 | 1737 | Заказ
43304 | Supermicro SYS-6027R-72RFTP+ - 2U, 2x920W Redundant, 2xLGA2011, Intel®C602J, 24xDDR3, 10xHDD, 2xGbE | 2239 | 2180 | 2141 | +
15106 | Supermicro SYS-6027R-73DARF - 2U, 2x740W Redundant, 2xLGA2011, Intel®C602J, 16xDDR3, 8xHDD, 4xGbE | 1552 | 1511 | 1484 | Заказ
15102 | Supermicro SYS-6027R-N3RF - 2U, 2x740W Redundant, 2xLGA2011, Intel®C606, 16xDDR3, 8xHDD 3.5", 2xGbE | 1504 | 1464 | 1438 | Заказ
15101 | Supermicro SYS-6027R-N3RF4+ - 2U, 2x920W Redundant, 2xLGA2011, Intel®C606,24xDDR3, 10xHDD3.5", 4xGbE | 1914 | 1864 | 1830 | Заказ
15100 | Supermicro SYS-6027R-N3RFT+ - 2U, 2x920W Redundant, 2xLGA2011, Intel®C606,24xDDR3, 10xHDD3.5", 2xGbE | 2045 | 1992 | 1956 | Заказ
15107 | Supermicro SYS-6027R-TDARF - 2U, 2x740W Redundant, 2xLGA2011,Intel®C602, 16xDDR3, 8xHDD, 2xGbE,IPMI | 1378 | 1342 | 1318 | +
15105 | Supermicro SYS-6027R-TRF - 2U, 2x740W Redundant, 2xLGA2011,Intel®C602, 16xDDR3,8xHDD3.5", 2xGbE,IPMI | 1419 | 1382 | 1357 | ++
15103 | Supermicro SYS-6027R-WRF - 2U, 2x740W Redundant, 2xLGA2011,Intel®C602, 16xDDR3,8xHDD3.5", 2xGbE,IPMI | 1412 | 1375 | 1350 | +
15085 | Supermicro SYS-6027TR-D70FRF; 2U, 1620W Redundant; Dual E5-2600, Socket R - LGA2011; Intel C602 / C | 3876 | 3774 | 3706 | Заказ
15086 | Supermicro SYS-6027TR-D70QRF; 2U, 1620W Redundant; Dual E5-2600, Socket R - LGA2011; Intel C602 / C | 3646 | 3550 | 3486 | Заказ
15087 | Supermicro SYS-6027TR-D70RF; 2U, 1620W Redundant; Dual E5-2600, Socket R - LGA2011; Intel C602, UpT | 2614 | 2545 | 2499 | Заказ
15082 | Supermicro SYS-6027TR-D71FRF; 2U, 1620W Redundant; Dual E5-2600, Socket R - LGA2011; Intel C602 / C | 4159 | 4049 | 3976 | Заказ
15083 | Supermicro SYS-6027TR-D71QRF; 2U, 1620W Redundant; Dual E5-2600, Socket R - LGA2011; Intel C602 / C | 3930 | 3826 | 3757 | Заказ
15084 | Supermicro SYS-6027TR-D71RF; 2U, 1620W Redundant; Dual E5-2600, Socket R - LGA2011; Intel C602, UpT | 2935 | 2857 | 2806 | Заказ
16007 | Supermicro SYS-6027TR-D71RF+ | 2946 | 2868 | 2817 | Заказ
15088 | Supermicro SYS-6027TR-DTFRF; 2U, 1620W Redundant; Dual E5-2600, Socket R - LGA2011; Intel C602 / Co | 3629 | 3533 | 3470 | Заказ
15089 | Supermicro SYS-6027TR-DTQRF; 2U, 1620W Redundant; Dual E5-2600, Socket R - LGA2011; Intel C602 / Co | 3400 | 3310 | 3251 | Заказ
15090 | Supermicro SYS-6027TR-DTRF; 2U, 1620W Redundant; Dual E5-2600, Socket R - LGA2011; Intel C602, UpTo | 2372 | 2310 | 2268 | Заказ
16009 | Supermicro SYS-6027TR-DTRF+ | 2430 | 2366 | 2323 | Заказ
15094 | Supermicro SYS-6027TR-H70FRF; 2U, 1620W Redundant; Dual E5-2600, Socket R - LGA2011; Intel C602 / C | 6536 | 6364 | 6250 | Заказ
15095 | Supermicro SYS-6027TR-H70QRF; 2U, 1620W Redundant; Dual E5-2600, Socket R - LGA2011; Intel C602 / C | 6077 | 5917 | 5811 | Заказ
15096 | Supermicro SYS-6027TR-H70RF; 2U, 1620W Redundant; Dual E5-2600, Socket R - LGA2011; Intel C602, UpT | 4091 | 3983 | 3912 | Заказ
15091 | Supermicro SYS-6027TR-H71FRF; 2U, 1620W Redundant; Dual E5-2600, Socket R - LGA2011; Intel C602 / C | 7102 | 6915 | 6790 | Заказ
15092 | Supermicro SYS-6027TR-H71QRF; 2U, 1620W Redundant; Dual E5-2600, Socket R - LGA2011; Intel C602 / C | 6643 | 6468 | 6351 | Заказ
15093 | Supermicro SYS-6027TR-H71RF; 2U, 1620W Redundant; Dual E5-2600, Socket R - LGA2011; Intel C602, UpT | 4648 | 4526 | 4444 | Заказ
16010 | Supermicro SYS-6027TR-H71RF+ | 4731 | 4607 | 4524 | Заказ
15097 | Supermicro SYS-6027TR-HTFRF - 2U, 2x1620W, 4node (2xLGA2011, Intel®C602, 8xDDR3, 3x3.5"HDD, 2xGbE, I | 6042 | 5883 | 5777 | Заказ
15098 | Supermicro SYS-6027TR-HTQRF; 2U, 1620W Redundant; Dual E5-2600, Socket R - LGA2011; Intel C602 / Co | 5582 | 5435 | 5337 | Заказ
15099 | Supermicro SYS-6027TR-HTRF; 2U, 1620W Redundant; Dual E5-2600, Socket R - LGA2011; Intel C602, UpTo | 3545 | 3452 | 3390 | Заказ
16012 | Supermicro SYS-6027TR-HTRF+ | 3657 | 3561 | 3497 | Заказ
15109 | Supermicro SYS-6037R-72RTF | 1972 | 1920 | 1886 | Заказ
16406 | Supermicro SYS-6047R-TXRF | 1630 | 1587 | 1558 | Заказ
15114 | Supermicro SYS-7047A-73 | 1407 | 1370 | 1345 | Заказ
15115 | Supermicro SYS-7047A-T | 1302 | 1268 | 1245 | Заказ
16384 | Supermicro SYS-7047GR-TPRF - Twr/4U, 2x1620W Redundant, 2xLGA2011, Intel®C602, 16xDDR3, 8xHDD 3.5" | 2118 | 2062 | 2025 | +
16382 | Supermicro SYS-7047GR-TPRF-FM409 | 13317 | 12967 | 12733 | Заказ
16383 | Supermicro SYS-7047GR-TPRF-FM475 | 9866 | 9606 | 9433 | Заказ
15110 | Supermicro SYS-7047GR-TRF - Twr/4U, 2x1620W Redundant, 2xLGA2011, Intel®C602, 16xDDR3, 8xHDD 3.5" | 2060 | 2005 | 1969 | Заказ
16381 | Supermicro SYS-7047GR-TRF-FC475 | 11565 | 11260 | 11057 | Заказ
15112 | Supermicro SYS-7047R-3RF4+ - Twr/4U, 2x920W Redundant, 2xLGA2011, Intel®C606,24xDDR3, 8xHDD, 2xGbE | 1546 | 1506 | 1479 | Заказ
15113 | Supermicro SYS-7047R-TRF - Twr/4U, 2x920W Redundant, 2xLGA2011, Intel®C602,16xDDR3, 8xHDD 3.5",2xGbE | 1407 | 1367 | 1340 | +++++
15111 | Supermicro SYS-7047R-TXRF - Twr/4U, 2x1280W Redundant, 2xLGA2011, Intel® C602, 16xDDR3, 8xHDD 3.5" | 2027 | 1974 | 1938 | ++++
16220 | Supermicro SYS-F617R2-R72+; 4U, 4x1620W Redundant; 8 Nodes xDual E5-2600, Socket R - LGA2011 | 9776 | 9518 | 9347 | Заказ
16219 | Supermicro SYS-F617R2-RT+; 4U, 4x1620W Redundant; 8 Nodes xDual E5-2600, Socket R - LGA2011 | 7724 | 7521 | 7385 | Заказ
16239 | SYS-1027GR-TQF | 1808 | 1760 | 1729 | Заказ
16236 | SYS-1027GR-TQF-FM409 | 13219 | 12871 | 12639 | Заказ
16238 | SYS-1027GR-TQF-FM475 | 9539 | 9288 | 9120 | Заказ
16237 | SYS-1027GR-TQFT | 1945 | 1894 | 1860 | Заказ
44604 | SYS-2027GR-TRT2 | 2362 | 2300 | 2259 | Заказ
16003 | SYS-2027TR-D70RF+ | 2956 | 2878 | 2826 | Заказ
16005 | SYS-2027TR-H70RF+ | 4265 | 4153 | 4078 | Заказ
16014 | SYS-6027AX-72RF | 2287 | 2227 | 2187 | Заказ
16008 | SYS-6027TR-D70RF+ | 2672 | 2601 | 2555 | Заказ
16011 | SYS-6027TR-H70RF+ | 4174 | 4065 | 3991 | Заказ
2-CPU Xeon LGA1366 (Nehalem)
7440 | Supermicro SYS-1026T-UF; 1U, 2-Nehalem; 8x2.5" SAS/SATA; upto 96 GB 1333 DDR3 ECC Reg, x16 PCI-E+UIO | 528 | 528 | 528 | ++++
9022 | Supermicro SYS-2026T-URF4+; 2U, 2-Nehalem; 16x2.5" SAS/SATA, 2x920W, 4x1G | 1828 | 1780 | 1748 | +++
43528 | Supermicro SYS-2026TT-HTRF (б/у)Twin2; 2U, HotPl 4x(2-Nehalem; 2.5" SATA; upto 48GB 1333 DDR3) | 3261 | 3175 | 3118 | +
8518 | Supermicro SYS-2026TT-HTRF Twin2; 2U, HotPl 4x(2-Nehalem; 2.5" SATA; upto 48GB 1333 DDR3) | 1837.6 | 1788.8 | 1756.8 | Заказ
9155 | Supermicro SYS-6016GT-TF-FM205 (+ 2x Nvidia Fermi M2050 GPU) | 2225.6 | 2167.2 | 2128 | +
43694 | Supermicro SYS-6016GT-TF-FM205 (б/у)(+ 2x Nvidia Fermi M2050 GPU) | 4918.81 | 4918.81 | 4918.81 | +
7453 | Supermicro SYS-6016T-URF - 1U, 2xXeonLGA1366, 12*DDR3 ECC Reg, 4*3.5"HDD, UIO,IPMI,2xLAN,DVD, 2x650W | 1418 | 1381 | 1356 | Заказ
7454 | Supermicro SYS-6026T-3RF; 2U, 2-Nehalem; 8x3.5" SAS/SATA, upto 96Gb DDR3-1333 ECC Reg, IPMI, 2x720W | 1462 | 1423 | 1398 | Заказ
7455 | Supermicro SYS-6026T-NTR+; 2U, 2-Nehalem; 8x3.5" SAS/SATA, upto 288Gb DDR3-1333 ECC Reg, 2x720 | 1484 | 1445 | 1419 | Заказ
7618 | Supermicro SYS-6026T-URF; 2U, 2-Nehalem; 8x3.5" SAS/SATA, upto 192Gb DDR3-1333 ECC Reg, IPMI, 2x720W | 1524 | 1484 | 1457 | Заказ
4-CPU Socket R (LGA2011)
15405 | Supermicro SYS-8017R-7FT+; 1U, 4xXeon E5-4600 LGA2011, 32*DDR3 ECC Reg, 3*3.5"HDD, SAS2 (6Gbps) LSI | 2443 | 2378 | 2336 | Заказ
15406 | Supermicro SYS-8017R-TF+; 1U, 4xXeon E5-4600 LGA2011, 32*DDR3 ECC Reg, 3*3.5"HDD, SATA, IPMI, 2xLAN, | 2111 | 2055 | 2018 | Заказ
15415 | Supermicro SYS-8027R-7RFT+; 2U, 4xXeon E5-46**LGA2011, 32*DDR3 ECC Reg, 6*3.5"HDD, SAS,10GbE,2x1430W | 2822 | 2747 | 2698 | Заказ
15416 | Supermicro SYS-8027R-TRF+; 2U, 4xXeon E5-4600 LGA2011, 32*DDR3 ECC Reg, 6*3.5"HDD, SATA, IPMI, 2xLAN | 2482 | 2417 | 2373 | Заказ
15420 | Supermicro SYS-8047R-7RFT+ - Twr/4U, 2x1400W Redun., 4xLGA2011,Intel®C602, 32xDDR3, 5xHDD,2x10GbE | 2649 | 2580 | 2533 | Заказ
15421 | Supermicro SYS-8047R-TRF+; Tower/4U, 4xXeon E5-4600 LGA2011, 32*DDR3 ECC Reg, 5*3.5"HDD, SATA, IPMI, | 2335 | 2274 | 2233 | Заказ
4-CPU Xeon 7500
10212 | Supermicro SYS-5086B-TRF - 5U,8xXeonLGA1567,16x2.5" Hot-Sw SATA/SAS HDD,(2+2) Redundant 2800W | 10538 | 10261 | 10076 | Заказ
9101 | Supermicro SYS-8026B-6RF - 2U, 4xXeonLGA1567, 32*DDR3 ECC Reg, 6*3.5"HDD, SAS, IPMI, 2xLAN, 2x1400W | 3904 | 3801 | 3733 | +
9102 | Supermicro SYS-8026B-TRF - 2U, 4xXeonLGA1567, 32*DDR3 ECC Reg, 6*3.5"HDD, SATA, IPMI, 2xLAN, 2x1400W | 3734 | 3636 | 3571 | Заказ
8875 | Supermicro SYS-8046B-6RF - Twr/4U,4xXeonLGA1567,32*DDR3ECCReg,5(up10)*3.5"HDD,SAS,IPMI,2xLAN,2x1400W | 4033 | 3927 | 3856 | Заказ
8876 | Supermicro SYS-8046B-TRF - Twr/4U,4xXeonLGA1567,32*DDR3ECCReg,5(up10)*3.5"HDD,SATA,IPMI,2xLAN,2x1400 | 3887 | 3785 | 3717 | Заказ
Atom
9985 | Supermicro SYS-5015A-EHF-D525 - 1U,Intel Atom™ D525, DDR3-800/667 SO-DIMM nonECC, 1x3.5"or 2x2.5"HDD | 485 | 472 | 463 | Заказ
42569 | Supermicro SYS-5017A-EF - 1U, Intel®Atom™ S1260, 1xSO-DIMM ECC, 2x3.5" Fixed HDD, 2xGbE, IPMI, 200W | 546 | 530 | 520 | +++++
16314 | Supermicro SYS-5017P-TLN4F | 1321 | 1287 | 1264 | Заказ
44166 | Supermicro SYS-5018A-FTN4 - 1U, Atom C2758, 4xDDR3 SO-DIMM ECC, 2x3.5" FixHDD, IPMI,4xGbE,200W | 660 | 643 | 631 | +
8041 | SM AS-1021M-UR+B - 1U, 4*3,5"HDD, DVD,2*650W (SC815TQ-R650U/H8DMU+(rev.1.00a-Shanghai)/2*SNK-P0022+) | 350 | 350 | 350 | ++++
2118 | SM AS-1040C-8B - 1U, 4xOpteron(Socket 940), 3x3,5"HDD SCSI, 1000W (CSE-818S+-1000B/H8QC8+) | 245 | 245 | 245 | +
4261 | SM AS-1041M-T2B - 1U, 4xOpteron(Socket F), 3x3,5"HDD, 1000W (CSE-818TQ+-1000B/H8QME-2+/4*SNK-P0022+) | 648 | 601 | 585 | ++
8359 | SM AS-2021TM-BTRF, 2U, 4x(2xOpteron, Up to 64GB DDR2 800 Reg. ECC, 2x1G LAN, PCI-Ex16 LP, 3x3.5" SAT | 980 | 970 | 960 | +
8121 | SM AS-4021GA-62R+F - Twr/4U, 8*3,5"HDD, 2*1400W (SC747TG-R1400B-SQ/H8DA6+-F/2*SNK-P0024AP4) | 875 | 875 | 875 | +
2208 | Supermicro 6012-PiB - 1U,2xPGA603, 3x3,5"HDD, 350W (CSE-812L-350/P4DPR-iG2+/2*SNK-0039) | 250 | 250 | 250 | +
5085 | Supermicro SYS-5025M-URB - 2U, 8*3.5"HDD, 2*700W (CSE-825TQ-R700UB + PDSMU) | 1328 | 1293 | 1270 | +
Серверы Fujitsu
43917 | Компьютер CELSIUS W410 Core i5-2400/2x2GB,1333MHz/ NVIDIA Quadro 600 1GB/ 1000GB/ DVDRW/ KB520/ Win7 | 1155 | 1155 | 1155 | Заказ
43918 | Компьютер CELSIUS W510 Xeon E3-1235 3.20GHz/ 2x4GB,1333MHz ECC/ 1000GB/ DVDRW/ KB520/ Win7 Prof64 | 1210 | 1210 | 1210 | Заказ
43919 | Компьютер FUTRO S100/ E-Star 5.0/ 1GB DDR-800/CF 1GB (80x)/ Windows Embedded CE 6.0/optical USB Mous | 275 | 275 | 275 | Заказ
43921 | Ноутбук LIFEBOOK S792 /13.3`` HD T&L/Core i7-3632QM/4 GB/DVDRW/500GB 7.2k/EC slot/Intel 6205 802.11a | 1815 | 1815 | 1815 | Заказ
43922 | Ноутбук LIFEBOOK S792 /13.3`` HD T&L/i5-3320M/4 GB/DVDRW/500GB 7.2k/SSD cache 32GB/Intel 6205 802.11 | 1518 | 1518 | 1518 | Заказ
43920 | Ноутбук LIFEBOOK U772 silver/14.0`` HD magn/i5-3317U 1.7GHz 3MB/4 GB/500GB 5.4k/SSD cache 32GB/BT/In | 1375 | 1375 | 1375 | Заказ
43899 | Сервер PRIMERGY RX100S7 Xeon E3-1220/ 4G DDR3-1333 ub d ECC/ max 2x3.5`` HDD hp/ SATA RAID 0/1/ Mult | 1070.3 | 1070.3 | 1070.3 | Заказ
43900 | Сервер PRIMERGY RX100S7 Xeon E3-1240/ 4G DDR3-1333 ub d ECC/ max 2x3.5`` HDD hp/ SATA RAID 0/1/ Mult | 1150.6 | 1150.6 | 1150.6 | Заказ
43901 | Сервер PRIMERGY RX100S7p Xeon E3-1220v2/ 2x4G DDR3-1600 ub d ECC/2x HD SATA 6G 500GB 7.2k HP 3.5`` | 1551 | 1551 | 1551 | Заказ
43902 | Сервер PRIMERGY RX100S7p XEON E3-1230v2 4C/8T 3.30GHz 8MB/ 2x4GB DDR3-1600 ub d ECC / max. 4x2.5`` | 1364 | 1364 | 1364 | Заказ
43903 | Сервер PRIMERGY RX200S7 Xeon E5-2620 6C/12T 2.00GHz 15MB/ 8GB DDR3-1333 rg/ max 4x2.5`` HDD/ RAID SA | 2057 | 2057 | 2057 | Заказ
43904 | Сервер PRIMERGY RX200S7 Xeon E5-2620 6C/12T 2.00GHz 15MB/ 8GB DDR3-1333 rg/ max 4x2.5`` HDD/ RAID SA | 2046 | 2046 | 2046 | Заказ
43905 | Сервер PRIMERGY RX300S6 Xeon E5645 6C12T 2.40GHz 12MB/ 3x2GB DDR3-1333/ max 8x2.5`` HDD/ RAID 6G 5/ | 2530 | 2530 | 2530 | Заказ
43909 | Сервер PRIMERGY RX300S7 Xeon E5-2620 6C/12T 2.00GHz 15MB/ 8GB DDR3-1333 rg/ max 4x2.5`` HDD/ RAID SA | 2260.5 | 2260.5 | 2260.5 | Заказ
43906 | Сервер PRIMERGY RX300S7 Xeon E5-2620 6C/12T 2.00GHz 15MB/ 8GB DDR3-1333 rg/ max 6x3.5`` HDD/ RAID SA | 2475 | 2475 | 2475 | Заказ
43907 | Сервер PRIMERGY RX300S7 Xeon E5-2630 6C/12T 2.30GHz 15MB/ 8GB DDR3-1333 rg/ max 4x2.5`` HDD/ RAID SA | 2630.1 | 2630.1 | 2630.1 | Заказ
43908 | Сервер PRIMERGY RX300S7 Xeon E5-2650 8C/16T 2.00GHz 20MB/ 8GB DDR3-1600 rg/ max 8x2.5`` HDD/ RAID SA | 3289 | 3289 | 3289 | Заказ
43910 | Сервер PRIMERGY TX100S3 XEON E3-1220 4C/4T 3.10GHz 8MB/ 1x4GB DDR3-1333 ub d ECC /DVD-RW /2X HD SAT | 902 | 902 | 902 | Заказ
43912 | Сервер PRIMERGY TX100S3 XEON E3-1220 4C/4T 3.10GHz 8MB/ 2x4GB DDR3-1333 ub d ECC /DVD-RW /2X HD SAT | 918.5 | 918.5 | 918.5 | Заказ
43911 | Сервер PRIMERGY TX100S3p XEON E3-1220v2 4C/4T 3.10GHz 8MB/ 2x4GB DDR3-1600 U ECC /DVD-RW /2X HD SAT | 929.5 | 929.5 | 929.5 | Заказ
43913 | Сервер PRIMERGY TX120S3p XEON E3-1230v2 4C/8T 3.30GHz 8MB/ 2x4GB DDR3-1600 ub d ECC / max. 4x2.5`` | 896.5 | 896.5 | 896.5 | Заказ
43914 | Сервер PRIMERGY TX140S1p XEON E3-1220v2 4C/4T 3.10GHz 8MB/ 2x4GB DDR3-1600 U ECC /DVD-RW /2X HD SAT | 1441 | 1441 | 1441 | Заказ
43915 | Сервер PRIMERGY TX200S7f Xeon E5-2420/ 8GB DDR3-1600/ max. 4x3.5`` HDD hp/ RAID 6G 5/6 512MB/ DVD-R | 2200 | 2200 | 2200 | Заказ
43916 | Сервер PRIMERGY TX200S7f Xeon E5-2420/ 8GB DDR3-1600/ max. 8x2.5`` HDD hp/ RAID 6G 5/6 512MB/ DVD-R | 2338.6 | 2338.6 | 2338.6 | Заказ
6. Сетевое оборудование
Адаптеры Ethernet
7069 | Ethernet Card Compex PCI RJ45 | 2 | 10 | 10 | +
9202 | Ethernet Desktop Card Intel 1Gb Single Port EXPI9301CTBLK, PCI-E x1, RJ45 | 38 | 36 | 35 | +++++
14079 | Ethernet Servеr Card Intel 10Gb Dual Port E10G42BFSR (X520-SR2) PCI-Ex4x8, 2xLC Fiber-Optic con. | 1360 | 1340 | 1320 | Заказ
10034 | Ethernet Servеr Card Intel 10Gb Dual Port E10G42BTDA, PCI-E, 2*SFP+ (X520-DA2) | 550 | 540 | 535 | ++
9084 | Ethernet Servеr Card Intel 10Gb Dual Port EXPX9502CX4, PCI-E x8, 2*CX4 | 734 | 727 | 720 | Заказ
42634 | Ethernet Servеr Card Intel 10Gb Dual Port X540-T2, PCI-E x8, 2*RJ45 | 610 | 605 | 590 | +
14859 | Ethernet Servеr Card Intel 10Gb Single Port E10G41BFLR (X520-LR1) PCI-Ex4x8, 1xLC Fiber-Optic con. | 1185 | 1172 | 1150 | Заказ
9465 | Ethernet Servеr Card Intel 10Gb Single Port E10G41BFSR (X520-SR1) PCI-Ex4x8, 1xLC Fiber-Optic con. | 1108 | 1100 | 1090 | Заказ
42635 | Ethernet Servеr Card Intel 10Gb Single Port X540-T1, PCI-E x8, 1*RJ45 | 405 | 398 | 395 | Заказ
15554 | Ethernet Servеr Card Intel 1Gb Dual Port EF E1G42EFBLK, PCI-E x4, 2xLC Optic | 710 | 698 | 690 | Заказ
15645 | Ethernet Servеr Card Intel 1Gb Dual Port I350T2BLK, PCI-E x4, 2*RJ45 | 165 | 160 | 158 | ++
16089 | Ethernet Servеr Card Intel 1Gb Quad Port I350T4BLK, PCI-E x4, 4*RJ45 | 390 | 378 | 365 | +++
14907 | Ethernet Servеr Card Mellanox 10Gb Dual Port ConnectX-3 MCX312A-XCBT 802.3ae PCIe3.0x8 8GT/s, 2*SFP+ | 540 | 495 | 480 | ++
14906 | Ethernet Servеr Card Mellanox 10Gb Single Port ConnectX-3 MCX311A-XCBT 802.3ae PCIe3.0x8 8GT/s, SFP+ | 445 | 410 | 396 | +++++
14814 | Ethernet Servеr Card QLogic 10Gb Dual Port QLE3242-CU-CK, PCI-E 2.0 x8, 2*SFP+ (no transceivers ins) | 935 | 857 | 779 | Заказ
14817 | Ethernet Servеr Card QLogic 10Gb Dual Port QLE3242-SR-CK, PCI-E 2.0 x8, 2*LC (multi-mode optic) | 1669 | 1532 | 1395 | Заказ
14815 | Ethernet Servеr Card QLogic 10Gb Single Port QLE3240-LR-CK, PCI-E 2.0 x8, LC (single-mode optic) | 1847 | 1697 | 1546 | Заказ
14816 | Ethernet Servеr Card QLogic 10Gb Single Port QLE3240-SR-CK, PCI-E 2.0 x8, LC (multi-mode optic) | 1302 | 1195 | 1087 | Заказ
14527 | Finisar FTLX8571D3BCL 850nm Multimode Datacom SFP+ 10Gb/s Transceiver | 355 | 296 | 236 | Заказ
8613 | z*Ethernet Servеr Card Intel 1Gb Quad Port E1G44ETBLK, PCI-E x4, 4*RJ45 | 444 | 440 | 435 | Заказ
Балансировщики нагрузки сети KEMP
10610 | KEMP LoadMaster 2200 Server Load Balancer (LM-2200) | 4385 | 4266 | 4187 | Заказ
10686 | KEMP LoadMaster 2600 Server Load Balancer (LM-2600) | 13320 | 12960 | 12720 | Заказ
17677 | KEMP LoadMaster 3600 Server Load Balancer (LM-3600) | 18760 | 18260 | 17920 | Заказ
Кабели сетевые
15358 | Кабель Mellanox MC2309130-002 - Copper Cable, 1X SFP+ to QSFP, 10Gb/s, Passive Hybrid, 30 AWG, 2 m | 92 | 85 | 70 | ++
Коммутаторы
15210 | D-Link DFL-260, UTM Net Defend VPN Firewall, 1x10/100BASE-TX WAN, 4x10/100BASE-TX LAN, 1 user-config | 360 | 360 | 360 | Заказ
6973 | Supermicro AOM-SSE-X2C - Dual-port CX-4 Copper interface module for 10G/bit Ethernet Switch | 221 | 214 | 212 | Заказ
15432 | Supermicro SSE-G2252 Ethernet switch; Layer 2, 48x RJ45 GbE, 4x SFP GbE | 848 | 819 | 811 | Заказ
15433 | Supermicro SSE-G2252P Ethernet switch; Layer 2, 48x RJ45 GbE, 4x SFP GbE, POE | 1658 | 1602 | 1588 | Заказ
6972 | Supermicro SSE-G24-TG4 Ethernet switch; Layer 3, 24x RJ45 GbE, 4x SFP GbE, 4x 10GbE (option) | 1695 | 1637 | 1623 | Заказ
8421 | Supermicro SSE-G48-TG4 Eth sw; Layer 3, 48x RJ45 GbE, 4x SFP GbE, 4x 10GbE SFP+/CX4/XFP (option) | 2432 | 2349 | 2328 | ++
10779 | Supermicro SSE-X24S Ethernet switch; Layer 3, 24x SFP+ 10GbE | 10312 | 9959 | 9871 | Заказ
16695 | Supermicro SSE-X24SR Ethernet switch; Layer 3, 24x SFP+ 10GbE, reverse air-flow | 10312 | 9959 | 9871 | Заказ
7. Программное обеспечение
Microsoft
OEM
Windows
8468 | Windows Pro 7 32-bit Russian CIS and Georgia 1pk DSP OEI DVD (FQC-00790-D) | 18 | 15 | 10 | Заказ
8469 | Windows Pro 7 32-bit Russian CIS and Georgia 1pk DSP OEI DVD (FQC-00790-LC) | 160 | 155 | 150 | Заказ
8470 | Windows Pro 7 64-bit Russian CIS and Georgia 1pk DSP OEI DVD (FQC-00792-D) | 18 | 15 | 10 | Заказ
OLP (Open License) Корпоративные лицензии
Exchange Server
9931 | ExchgStdCAL 2010 RUS OLP NL UsrCAL (381-04175) | 76.6 | 73.27 | 69.94 | Заказ
9930 | ExchgSvrEnt 2010 RUS OLP NL (395-04360) | 4595.81 | 4395.99 | 4196.17 | Заказ
9064 | ExchgSvrStd 2010 RUS OLP NL (312-04045) | 802.85 | 767.95 | 733.04 | Заказ
Other
16086 | ПО обработки IP-камер | 99 | 97 | 95 | +++++
16088 | ПО Удалённое рабочее место (УРМ) | 285 | 280 | 275 | +
16085 | ПО Ядро системы Интеллект (guardant) | 463 | 460 | 455 | ++
StarWind
10540 | StarWind Enterprise CDP Edition with 1 Year Maintenance | 945.25 | 945.25 | 945.25 | Заказ
10541 | StarWind Enterprise CDP Edition with 2 Year Maintenance | 1134.3 | 1134.3 | 1134.3 | Заказ
10542 | StarWind Enterprise CDP Edition with 3 Year Maintenance | 1323.35 | 1323.35 | 1323.35 | Заказ
10534 | StarWind Enterprise HA - Unlimited with 1 Year Maintenance | 11870.25 | 11870.25 | 11870.25 | Заказ
10535 | StarWind Enterprise HA - Unlimited with 2 Year Maintenance | 14244.3 | 14244.3 | 14244.3 | Заказ
10536 | StarWind Enterprise HA - Unlimited with 3 Year Maintenance | 16618.35 | 16618.35 | 16618.35 | Заказ
10531 | StarWind Enterprise HA 16TB with 1 Year Maintenance | 10445.25 | 10445.25 | 10445.25 | Заказ
10532 | StarWind Enterprise HA 16TB with 2 Year Maintenance | 12534.3 | 12534.3 | 12534.3 | Заказ
10533 | StarWind Enterprise HA 16TB with 3 Year Maintenance | 14623.35 | 14623.35 | 14623.35 | Заказ
10522 | StarWind Enterprise HA 2TB with 1 Year Maintenance | 3795.25 | 3795.25 | 3795.25 | Заказ
10523 | StarWind Enterprise HA 2TB with 2 Year Maintenance | 4554.3 | 4554.3 | 4554.3 | Заказ
10524 | StarWind Enterprise HA 2TB with 3 Year Maintenance | 5313.35 | 5313.35 | 5313.35 | Заказ
10525 | StarWind Enterprise HA 4TB with 1 Year Maintenance | 5695.25 | 5695.25 | 5695.25 | Заказ
10526 | StarWind Enterprise HA 4TB with 2 Year Maintenance | 6834.3 | 6834.3 | 6834.3 | Заказ
10527 | StarWind Enterprise HA 4TB with 3 Year Maintenance | 7973.35 | 7973.35 | 7973.35 | Заказ
10528 | StarWind Enterprise HA 8TB with 1 Year Maintenance | 7595.25 | 7595.25 | 7595.25 | Заказ
10529 | StarWind Enterprise HA 8TB with 2 Year Maintenance | 9114.3 | 9114.3 | 9114.3 | Заказ
10530 | StarWind Enterprise HA 8TB with 3 Year Maintenance | 10633.35 | 10633.35 | 10633.35 | Заказ
10537 | StarWind Replication Edition with 1 Year Maintenance | 2370.25 | 2370.25 | 2370.25 | Заказ
10538 | StarWind Replication Edition with 2 Year Maintenance | 2844.3 | 2844.3 | 2844.3 | Заказ
10539 | StarWind Replication Edition with 3 Year Maintenance | 3318.35 | 3318.35 | 3318.35 | Заказ
10543 | StarWind VTA with 1 Year Maintenance | 1705.25 | 1705.25 | 1705.25 | Заказ
10544 | StarWind VTA with 2 Year Maintenance | 2046.3 | 2046.3 | 2046.3 | Заказ
10545 | StarWind VTA with 3 Year Maintenance | 2455.56 | 2455.56 | 2455.56 | Заказ
Symantec
44049 | SYMC BACKUP EXEC 2012 AGENT FOR APPLICATIONS AND DATABASES WIN PER SERVER BNDL STD LIC EXPRESS BAND | 913 | 913 | 913 | Заказ
44050 | SYMC BACKUP EXEC 2012 AGENT FOR WINDOWS WIN PER SERVER BNDL STD LIC EXPRESS BAND S ESSENTIAL 12 MONT | 913 | 913 | 913 | Заказ
44048 | SYMC BACKUP EXEC 2012 SERVER WIN PER SERVER BNDL STD LIC EXPRESS BAND S ESSENTIAL 12 MONTHS | 547 | 547 | 547 | Заказ
8. Распродажа
Контроллеры.
15 | 100045-60 Mylex Simm 4MB EDO ECC | 2 | 74.84 | 73.57 | +
917 | DPT SX4055U2-2 64Bit 2xU2 Channel Expansion Module | 50 | 100 | 100 | +
Память.
16 | 100046-60 Mylex Simm 8MB EDO ECC | 15 | 15 | 15 | +++++
17 | 100051-60 Mylex Simm 16MB EDO ECC | 5 | 30 | 30 | ++++
54 | 32MB DIMM for Mylex 170 | 2 | 2 | 2 | +++
901 | Disk on Mode 256M | 10 | 10 | 10 | +
911 | DPT DM4050-16 16MB ECC EDO DIMM for V3755U2B | 5 | 40 | 40 | ++++
912 | DPT DM4050-64 64MB ECC EDO DIMM for V3755U2B | 1 | 70 | 70 | +++++
915 | DPT SM4050-16 16MB ECC EDO Simm for SmartRaid V Controllers | 2 | 40 | 40 | +++++
916 | DPT SM4050-64 64MB ECC EDO Simm for SmartRaid V Controllers | 5 | 70 | 70 | +++
Процессоры и кулеры.
572 | Cooler FEN-022 (Xeon) | 3 | 3 | 3 | +++++
618 | CPU Celeron 1000 FCPGA 256k | 5 | 5 | 5 | ++
625 | CPU Celeron 500 FCPGA | 5 | 5 | 5 | +
626 | CPU Celeron 500 FCPGA BOX | 5 | 5 | 5 | +
Серверные платформы
5097 | SM AS-2041M-32R+B, 2U, 4xOpteron,AMD8xxx, upto 128 GB DDR2 ECC, 6xSAS/SATA, 2x1200W | 2190 | 2132 | 2094 | +
2471 | Tyan GX15, 2xXeon,E7501 533/400MHz, DDR ECC LP,Fast+G,IntHDD,300W | 100 | 100 | 100 | +++++
Сетевое оборудование
7047 | Ethernet Card Compex RJ-45 PCI | 2 | 2 | 2 | +
1662 | Media Converter 10Base-T to 10Base-FL/E-TBT-FRL-03 | 2 |  |  | ++
Системные платы.
2486 | VRM for P4DC6 | 5 | 65 | 65 | ++
4390 | VRM for P4QH8 | 5 |  |  | ++++
Устройства хранения и носители информации.
Adaptec
109 | Adaptec Altevo JM-SC4000 Module converts the SC4100 U320 JBOD to single SCSI bus | 200 | 20 | 20 | ++
1930 | Removable Storage Dataport 6 SuperMicro | 5 | 80 | 80 | +
Картриджи для библиотек и магнитооптики
13 | 1.6/3.2GB Cartridge TR-3 228mm Sony | 2 | 2 | 2 | +++++
76 | 5.25 inch Dry Cleaning Cartridge - 50 Cleanings fo | 1 | 20 | 20 | +++++
544 | Cleaning DDS3 Sony 15CL | 2 | 5 | 5 | +++++
545 | Cleaning EX-8mm Premium 18c | 2 | 20 | 19 | +++++
1015 | Exatape EX-8mm 54m XL | 2 | 5 | 5 | +++++
1017 | Exatape EX-AME 225m (60-150GB capacity) for Mammot | 1 | 111 | 108 | +++++
1018 | Exatape EX-AME 22m, 8mm data cartridge, 2.5 -- 5 G | 2 | 15 | 15 | +++++
2704 | Картридж для MODD 1,3GB (1024B/S) 5" Philips | 1 | 17 | 16 | +++++
43723 | Картридж для MODD 8.6GB Sony 5" | 5 | 5 | 5 | +++++
2714 | Картридж для MODD 9GB EDM/1/5-8100/9600 5" Sony | 1 | 115 | 112 | +++++
2716 | Картридж для чистки головок MO Head cleaner | 2 | 42 | 41 | +++++
2717 | Картридж для чистки дисков MO Media cleaner | 1 | 46 | 45 | +++++
2080 | Стример Sony SDT-S7000/M 4/8 GB DDS2 SCSI ext Retail, Clean Cartr. | 50 | 250 | 250 | +